## Cover
FINNISH ONSHORE WIND PROJECT
Project Finance Model
MODEL OVERVIEW
Item | Value | Unit | Status
Model version | 1.8 | - | nominal, two scenario switches, horizon to 2058, scenario and break-even snapshots, Sources & Checks, standalone BESS tab; BESS CAPEX-saving grid and snapshot checks
Valuation date | 2026 | year | Input
Project COD | 2028 | year | Input
Project lifetime | 25 | years | Input
Installed capacity | 100 | MW | Input
PPA mode | Yes | - | Input
Capture-rate scenario | Base | - | Input
Market price scenario | Base | - | Input
WORKBOOK MAP
Tab | Purpose
Inputs | Core technical, commercial and financing assumptions; every assumption has source/status fields.
Prices | Market-price inputs, capture-rate scenarios and PPA switch.
Production | Annual wind generation (integrated BESS logic switched off; see BESS tab).
Revenue | Merchant/PPA revenue build-up.
Cashflow | Project and equity cash-flow bridge.
Financing | DSCR-based debt sizing and debt schedule.
Taxes | Taxable income, loss carryforward and corporate tax.
Outputs | IRR, NPV, LCOE, DSCR, PPA indifference price, scenario grids and break-even PPA price.
Checks | Model integrity and source-status checks.
Changelog | List of corrections and structural changes since v1.0, plus open items.
Sources & Checks | Validation checks against sources and hand calculations; log of AI use.
BESS | Standalone co-located battery: inputs with sources, cash flows, NPV/IRR, scenario snapshot.
Note on B15: Dropdown: Yes / No. Controls PPA vs merchant revenue logic.
Note on B16: Dropdown: Low / Base / High. Selects the capture-rate scenario.

## Inputs
INPUTS
Blue cells are intended for user inputs. Green = sourced/verified. Yellow = own assumption / to verify. Grey = formula.
PROJECT
Parameter | Value | Unit | Source / reference | Status | Base / scenario | Notes | Model use
Installed capacity | 100 | MW | Scaled to typical small Finnish project size. Reference projects: Honkakangas 105 MW and Rajamäenkylä 367 MW (OX2 press release, 1 Apr 2025), Pahkakoski 186 MW (NIB loan, 14 Dec 2023), Lestijärvi 455 MW, the largest Finnish wind farm built to date (Renewables Finland, wind power statistics 2025). | own assumption |  | Replace with project size. | Production
Project lifetime | 25 | years | Renewables Finland / Finnish Wind Power Association, "Tuulivoimalan purkamisen kustannukset", 9 Aug 2023: calculated lifetime 35 years for turbines from the 2020s, 20-30 years for older ones. Base case 25 years chosen conservatively; sensitivity 20 and 30 years. Industry association source; lease and permit duration not checked. Danish Energy Agency (2026), sheet 20: technical lifetime 27 years (2025) and 30 years from 2030, depending on wind conditions and turbine design class. | source-based |  | Economic operating life. | Production, Cashflow
Commercial operation date | 2028 | year | FID assumed in H2 2026, construction about 15 to 24 months. Reference: OX2 FID 1 Apr 2025 with completion 2027 (Honkakangas) and 2028 (Rajamäenkylä); NIB loan Pahkakosken Energia Oy 14 Dec 2023 with completion expected Aug 2025. Danish Energy Agency (2026), sheet 20: construction time 1.5 years from FID to commissioning; planning from idea to construction start typically 2 to 3 years. | own assumption |  | COD assumption. | Production, Cashflow
Net capacity factor | 35% | % | OX2 press release, 1 Apr 2025: about 1.6 TWh per year from 472 MW = 38.7 % (own calculation; probability level not stated). NIB loan Pahkakosken Energia Oy, 14 Dec 2023: 516 GWh per year at 90 % probability for 186 MW = 31.7 % (P90). Own analysis of ENTSO-E data: Finnish fleet average 26-30 % (2023-2025, older turbines). 35 % chosen as net P50 estimate between the sources; sensitivity 32 to 38 %. Danish Energy Agency (2026), sheet 20: 3,500 full load hours (capacity factor 40.0 %) for 2025, average for expected Danish wind farm locations including wake losses; 3,600 hours for 2030. | source-based |  | Use net output factor after availability/losses. | Production
Curtailment | 5% | % | Own analysis of Finnish day-ahead prices and ENTSO-E wind generation (Actual Generation per Production Type, FI) (project data; https://transparency.entsoe.eu/, accesed 1.10.2026): share of wind energy produced in negative-price hours 8.2 % (2023), 11.5 % (2024), 6.5 % (2025), 1.8 % (last 12 months to Sep 2026). Base 5 % chosen between the recent value and the 2023-2025 average (8.8 %); future share is a judgement within this range. Sensitivity 2 to 10 %. Capture rates are taken from the curtailed variant to avoid double counting | source-based |  | Base case corresponds to a PPA with no settlement in negative-price hours (seller bears the lost volume). Newer contracts keep settling with a EUR 0/MWh floor but at a lower strike; Modo Energy (Oct 2025, Spanish solar PPAs) estimates a price difference of at least about EUR 3/MWh between the two structures. 5 % curtailment × EUR 50/MWh = about EUR 2.5/MWh (own calculation), i.e. broadly equivalent. Sensitivity B11 = 0 only valid together with a lower PPA price. Grid curtailment by Fingrid not included. | Production
CAPEX
Parameter | Value | Unit | Source / reference | Status | Base / scenario | Notes | Model use
Wind CAPEX | 1500 | €/kW | OX2 press release, FID 1 Apr 2025: more than EUR 700m for 472 MW (about 1.48 EUR m/MW, lower bound). NIB loan Pahkakosken Energia Oy, 14 Dec 2023: capex EUR 230m for 186 MW (1.24 EUR m/MW). WindEurope Autumn 2026, p. 19: EU onshore nearly EUR 6bn for 3.8 GW (about 1.58 EUR m/MW, own calculation from rounded figures). 1,500 EUR/kW selected between the 2025 OX2 FIDs (1.44-1.48 EUR m/MW: Dec 2025, about EUR 400m for 277 MW; Apr 2025, more than EUR 700m for 472 MW) and WindEurope 2026 (about 1.58 EUR m/MW). Cross-check: IRENA (2026), Fig. 2.4: Finland TIC 2025 USD 1,480/kW. | source-based |  | Base 1,500 EUR/kW in real 2026 EUR. Sensitivity 1,250 to 1,650 EUR/kW. Treated as all-in investment at FID (row 16 stays empty); scope of the sources not stated, to verify. | Cashflow (CAPEX)
BESS CAPEX |  | €/kWh |  | n/a |  | Not used: integrated BESS switched off (B24 = 0); battery evaluated standalone in tab BESS. Only used if BESS capacity > 0. Enter in real 2026 EUR; indexed with inflation (B63). | Cashflow (CAPEX)
Development / other CAPEX | 0 | €/kW | Assumed to be 0 and all CAPEX covered in row 14 | own assumption |  | Optional project-specific allowance. Enter in real 2026 EUR; indexed with inflation (B63). | Cashflow (CAPEX)
OPEX & LEASE
Parameter | Value | Unit | Source / reference | Status | Base / scenario | Notes | Model use
Fixed OPEX | 39000 | €/MW/year | Value 39,000 EUR/MW/yr = 39 EUR/kW/yr (compare B19 + B21 = 44 EUR/kW/yr). Generic O&M about 35 EUR/kW/yr: NREL, Cost of Wind Energy Review 2024 Edition, US land-based reference plant (3.3 MW) about USD 43/kW/yr (scope not checked); Wind Energy - The Facts (EWEA): O&M 1.2-1.5 EUR cent/kWh over turbine life (Germany, Spain, UK, Denmark) = about 37-46 EUR/kW/yr at 35 % capacity factor (own calculation). Nordic cross-checks: Danish Energy Agency, Technology Data for Generation of Electricity and District Heating, version 0019 (Aug 2026), sheet 20 Onshore turbines, 2025 values in 2020 prices: fixed O&M 17.4 kEUR/MW/yr plus variable O&M 2.06 EUR/MWh = about 24.6 EUR/kW/yr at 3,500 full load hours (own calculation; land rent and property tax not included; not inflated to 2026); Paaso and Khosravi (2021), Energy Engineering 118(4), Aalto University, use O&M of 2 % of investment cost per year citing the Finnish Wind Power Association (2020; original page no longer available) = 31 EUR/kW/yr at 1,550 EUR/kW (own calculation; scope not stated). European study: KIC InnoEnergy / BVG Associates, "Future renewable energy costs: onshore wind", Sep 2014 (50 MW reference wind farm): OPEX 42 EUR/kW/yr (high wind site) and 36 EUR/kW/yr (low wind site) in real end-2013 prices, including land lease and community funds, excluding insurance and transmission charges; not inflated to 2026. Plus Finnish property tax about 4 EUR/kW/yr: Megatuuli Oy, Honkalankangas project presentation, 8 Nov 2021: about 30,000 EUR per turbine per year, 640,000 EUR per turbine over 30 years (age reduction); about 3-5 EUR/kW/yr at 6.5 MW per turbine (own calculation). The US source may already include property tax. Property tax cross-check: Renewables Finland, "Effects to the economy" (page last updated 24 Sep 2024, accessed 2 Oct 2026): power plant property tax rate max. 3.1 % (wind farms > 10 MVA); tax base = foundation, tower and nacelle shell only (about 30 % of turbine investment cost); first-year taxable value 75 %, age discount 2.5 % p.a. down to a floor of 40 %; observed first-year property tax EUR 20,000-35,000 per turbine. At 6.5 MW per turbine = about 3-5.4 EUR/kW in year 1 (own calculation); formula example at EUR 1m/MW gives about 7 EUR/kW. Lifetime average about 70 % of year 1 because of the age discount (own calculation). About 4 EUR/kW/yr kept, indexed with inflation (simplification: age discount and construction cost index not modelled separately). No Finnish primary O&M measurement found. | source-based |  | All O&M entered as fixed (variable OPEX = 0). Sensitivity band +/-30 % on B19 + B21 (about 31,000 to 57,000 EUR/MW/yr). No real cost decline assumed. Enter in real 2026 EUR; indexed with inflation (B63). | Cashflow
Variable OPEX | 0 | €/MWh | Variable OPEX assumed to be small and included in fixed OPEX | own assumption |  | Optional variable cost. Enter in real 2026 EUR; indexed with inflation (B63). | Cashflow
Land lease / rent | 5000 | €/MW/year | Value 5,000 EUR/MW/yr = 5 EUR/kW/yr. Finnish Forest Association, "Wind power generates profits from state-owned land", 12 Sep 2014: landowners are paid EUR 5,000 to 15,000 per year per turbine (media ballpark figure quoted by Metsähallitus, actual rate not disclosed), equal to about 0.8 to 5.0 kEUR/MW/yr for 3 to 6.5 MW turbines (own calculation). Second anchor: cost split in Wind Energy - The Facts (EWEA), land rent about 13 % of O&M = about 5 EUR/kW/yr (own calculation). Value set at the upper end of the Finnish range (conservative). Qualitative support: Renewables Finland: lease higher than forestry return; Megatuuli Oy, 8 Nov 2021: up to two to three times forestry income. Lease contracts are not public; media figure from 2014. | source-based |  | Document local lease basis. Enter in real 2026 EUR; indexed with inflation (B63). | Cashflow
BESS
Parameter | Value | Unit | Source / reference | Status | Base / scenario | Notes | Model use
BESS energy capacity | 0 | MWh |  | own assumption |  | Set to 0 if no BESS. v1.7: kept at 0; the BESS is evaluated standalone in tab BESS. | Production, Cashflow
BESS round-trip efficiency | 85% | % |  | n/a |  | Not used: integrated BESS switched off (B24 = 0); battery evaluated standalone in tab BESS. Only relevant if BESS is modelled. | Production, Revenue
BESS cycles | 0 | cycles/year |  | n/a |  | Not used: integrated BESS switched off (B24 = 0); battery evaluated standalone in tab BESS.Full-load discharge cycles per year; drives BESS arbitrage volume (Production). | Production, Revenue
TAX
Parameter | Value | Unit | Source / reference | Status | Base / scenario | Notes | Model use
Corporate income tax rate | 20% | % | vero.fi, Your tax handbook in Finland: 20 % (accessed 1 Oct 2026) | verified |  | Current law 20 %. Government budget proposal for 2027 of 17 Sep 2026 (valtioneuvosto.fi): 18 % from 2027, loss carry-forward 25 years; not yet law. Loss carry-forward modelled without expiry, consistent with Government proposal HE 151/2026 (25 years for losses from tax year 2026). Own sensitivity: current-law 10-year expiry about −1.2 EUR m NPV; 18 % rate about +0.2 EUR m. | Taxes
FINANCING
Parameter | Value | Unit | Source / reference | Status | Base / scenario | Notes | Model use
Target minimum DSCR | 1.3 | x | Typical minimum DSCR on P50: 1.25-1.35x contracted, 1.40-1.50x with significant merchant exposure (Intellifields, renewable energy financial model guide, 2026); 1.35-1.45x contracted renewables, 1.60x+ merchant (ibinterviewquestions.com, Aug 2026). Secondary sources, no Finnish term sheet available. 1.30x chosen for 100 % PPA over the full debt tenor (B44 = B34) with an investment-grade offtaker. | own assumption | Base (merchant case), PPA case: 1.4 | Single DSCR applied to all debt years. Scenario-dependent, set manually: 1.30 (100 % PPA, PPA tenor = debt tenor), 1.40 (65 % PPA), 1.60 (merchant, together with WACC 7 %). P90 sizing not modelled. Sensitivity 1.25 to 1.40. | Financing
Debt interest rate | 5.75% | % | EUR 10-year interest rate swap (vs 6M EURIBOR) about 3.7 % (Investing.com / BlueGamma, 28-29 Sep 2026). Lending margin 2.0 %: IRENA, "The cost of financing for renewable power", May 2023 (global baseline for large private infrastructure debt). as a proxy; the sculpted 15-year loan has an average life of about 8.7 years (own calculation from Financing), so the 10Y swap is slightly conservative.. All-in 5.75 % nominal; sensitivity 4.75 to 6.75 %. Hedging cost, fees and Finland-specific margin not checked (accessed 2 Oct 2026) | source-based |  | Debt rate enters project NPV only via the WACC (B38), which is not linked to this cell. When varying B33, adjust B38 by about 0.38 pp per 1 pp change (47 % gearing × (1 - 20 % tax), see D38) | Financing
Debt tenor | 15 | years | Typical tenor for contracted onshore wind 15-18 years (Intellifields, 2026). 15 years = lower end, leaves 10-year tail to the 25-year life; sensitivity 18 years. Debt tenor equal to the 15-year PPA | own assumption |  | Debt tenor from first drawdown/COD. | Financing
Debt sizing horizon | 15 | years | set equal to debt tenor | own assumption |  | Years of CFADS used for sizing; limited to the debt tenor. | Financing
RETURNS
Parameter | Value | Unit | Source / reference | Status | Base / scenario | Notes | Model use
Discount rate / WACC | 6% | % | CAPM build-up (own calculation): risk-free 3.58 % (Finland 10Y government bond, 18 Aug 2026, Trading Economics); equity risk premium 4.23 % (Damodaran, implied ERP, Jan 2026); unlevered beta 0.47 (Damodaran, Green & Renewable Energy, US dataset, Jan 2026), relevered at 47 % gearing = 0.80; cost of equity about 7.0 %. WACC = 53 % × 7.0 % + 47 % × 5.75 % × (1 - 20 %) = about 5.9 % nominal after tax. Cross-check: IRENA (2026), ch. 1: about 3 % real for fully contracted projects; merchant WACC roughly double (citing BNEF 2026). 6 % used for the PPA case, 7 % for the merchant case. | own assumption |  | Nominal WACC (cash flows are nominal). Used for project NPV and LCOE. Scenario-dependent: about 6 % nominal for the PPA case (Cover!B15 = Yes), 7 % for the merchant case; set manually together with B32. Affects NPV and LCOE only, not the cash flows. Sensitivity 5 to 8 %. Model run: 1 pp lower WACC reduces LCOE by about 3 EUR/MWh (own calculation) | Outputs
Target equity IRR | 10% | % | CAPM cost of equity about 7.0 % (see D38) plus own premium of 2-3 pp for a single unlisted asset with construction and volume risk = 9-10 %. 10 % used (upper end). Sensitivity 8 to 12 %. | own assumption |  | Beta from Damodaran US dataset (European dataset not checked); no Finland country risk premium added (AA-rated, to verify). | Checks
PPA price | 50 | €/MWh | Upper end of observed market levels: LevelTen Energy PPA Price Index Europe Q1 2026, top-quartile (P25) wind offers EUR 49.95/MWh, Finland and Portugal only, seller offers not transactions (via SR Inc NZCB Europe VPPA Opportunity Index 2026 Q1). Lower reference: KYOS PPA Insights No. 19 (Jun 2026), Finland, 2027-2036: onshore wind capture price 36.1 EUR/MWh, P25 PPA estimate 28.9 EUR/MWh (baseload 60.0 EUR/MWh). Pexapark Euro Composite Jul 2026: EUR 45/MWh (all technologies, Europe). Break-even PPA implied by recent OX2 FIDs about 62-67 EUR/MWh (own model runs, see Sources & Checks). Fixed nominal; sensitivity 25 to 80 EUR/MWh (accessed 2 Oct 2026). Model break-even for this 100 MW case: 70.35 (NPV = 0) and 73.94 EUR/MWh (equity IRR 10 %), Outputs rows 28-32. LevelTen Q2 2026 (23 Jul 2026): Finnish wind prices held steady (leveltenenergy.com, accessed 4 Oct 2026). | own assumption |  | Fixed nominal (B64 = No). Chosen as upper bound for robustness, not as a data-centre premium. Break-even PPA price for the base case: see Outputs / Sources & Checks. | Revenue
PPA STRUCTURE
Parameter | Value | Unit | Source / reference | Status | Base / scenario | Notes | Model use
PPA volume share | 100% | % of net generation | Both recent Finnish FIDs are fully contracted: OX2 Rajamäenkylä/Honkakangas (472 MW, 1 Apr 2025): long-term PPA with one multinational corporate offtaker (Amazon per DatacenterDynamics); OX2 Kannisto/Korkeamaa/Salo-Ylikoski (277 MW, 16 Dec 2025): long-term corporate VPPAs with several offtakers. Base 100 %; sensitivity 65 % (project brief) | source-based |  | Share of wind volume sold under the PPA while PPA mode = Yes. Remainder is merchant. | Prices
PPA tenor | 15 | years from COD | Base 15 years: Google wind PPAs in Europe of 15 years (Renner Energies onshore portfolio, Belgium, DatacenterDynamics, Jul 2026). Google's Finnish wind PPAs to date are 10 years (VALOREM Matkussaari, signed 2024, press release Sep 2026). The 22-year Google-Fortum PPA (9 Sep 2026) covers existing nuclear baseload (Loviisa), not a wind reference. Sensitivity 10 and 20 years (accessed 2 Oct 2026). | source-based |  | Data-centre offtaker case (corporate pay-as-produced PPA). Model run: 20 instead of 15 years improves NPV by only about EUR 5m, because a fixed nominal price loses real value in later years (own calculation). After PPA expiry: merchant sales at the selected capture rate, used as a proxy for re-contracting at market value (a follow-on PPA would be priced at the then-expected capture price less a hedging discount, KYOS Jun 2025: about 20 %). Lenders give no credit to uncontracted re-contracting. | Prices
BESS (SIMPLIFIED REVENUE STACK, GRID-CHARGED)
Parameter | Value | Unit | Source / reference | Status | Base / scenario | Notes | Model use
BESS power capacity |  | MW |  | n/a |  | Not used: integrated BESS switched off (B24 = 0); battery evaluated standalone in tab BESS. Set to 0 if no BESS. Needed for reserve revenue and BESS fixed OPEX. v1.7: kept at 0; the BESS is evaluated standalone in tab BESS. | Revenue
BESS net arbitrage margin |  | €/MWh discharged |  | n/a |  | Not used: integrated BESS switched off (B24 = 0); battery evaluated standalone in tab BESS | Revenue
BESS reserve-market revenue |  | €/MW/year |  | n/a |  | Not used: integrated BESS switched off (B24 = 0); battery evaluated standalone in tab BESS | Revenue
BESS fixed OPEX |  | €/MW/year |  | n/a |  | Not used: integrated BESS switched off (B24 = 0); battery evaluated standalone in tab BESS | Revenue
BESS operating life | 15 | years | Project brief (approx. 15 years) | own assumption |  | Replacement CAPEX falls in the year after this life (if the project runs longer). Still used: operating life of the standalone BESS (BESS!B23). Do not delete. | Cashflow
BESS replacement CAPEX |  | % of initial BESS CAPEX |  | n/a |  | Not used: integrated BESS switched off (B24 = 0); battery evaluated standalone in tab BESS | Cashflow
END OF LIFE, TAX AND FINANCING (ADDITIONAL)
Parameter | Value | Unit | Source / reference | Status | Base / scenario | Notes | Model use
Decommissioning cost net of salvage | 20 | €/kW | Renewables Finland (Finnish Wind Power Association), "Tuulivoimalan purkamisen kustannukset", 9 Aug 2023 (cost data AFRY Finland, Havator): scrap revenue from recycled materials of a steel-tower turbine 69,500-117,500 EUR per turbine (2023 prices, 10 turbines dismantled at once). SYKE, "Maatuulivoimaloiden purkamiskustannusten ja purkamisen rahoitusmallien arviointi", 9 Jun 2025: tower removal 132,400-167,400 EUR, ground-slab foundation removal to 2 m depth 36,700-70,400 EUR, landscaping 3,900-4,400 EUR per turbine (gross, ex VAT). Net of scrap revenue 55,500-172,700 EUR per turbine (lowest cost with highest revenue to highest cost with lowest revenue), converted at 6.5 MW per turbine (own calculation, average of Finnish installations 2025) = 8.5-27 EUR/kW. | source-based |  | Base 20 EUR/kW: upper-middle of the 8.5-27 EUR/kW range (tower and foundation to 2 m, net of scrap revenue). Sensitivity band 5 to 75 EUR/kW: low = tower removal and foundation covered only (net about 1-13), high = full removal of foundations and lift-field structures (net about 46-97). Scrap revenue 25+ years ahead is uncertain (SYKE excludes it in its estimates). Legal scope still open (government bill planned for autumn 2026). Incurred in the last operating year, not tax-deducted. Enter in real 2026 EUR; indexed with inflation (B63) | Cashflow
Tax depreciation rate (declining balance) | 23.5% | % of opening tax book value | KPMG Law, "Taxation of wind power – 2023" (Mar 2023), Finland, p. 55: wind power plant split into components for tax depreciation; tower (frame body and engine room) = construction, max. 20 % p.a.; rotor, gearbox and generator = movable fixed assets, max. 25 % p.a. (declining balance, EVL 30 §). Structure share about 30 % of turbine cost (Renewables Finland, "Effects to the economy", accessed 2 Oct 2026). Blended rate 0.3 × 20 % + 0.7 × 25 % = 23.5 % applied to all CAPEX (own calculation; simplification, balance-of-plant split not checked). Sensitivity 25 %. Source from 2023, current law not re-checked. | source-based |  | Applied to CAPEX incl. replacement CAPEX from the year after spend. | Taxes
Interest deduction cap | 25% | % of adjusted taxable income (EBITDA) | vero.fi, Your tax handbook in Finland (accessed 1 Oct 2026) | verified |  | Applies above the threshold below. Disallowed interest is not carried forward (conservative). | Taxes
Interest deduction threshold | 500000 | €/year | vero.fi, Your tax handbook in Finland (accessed 1 Oct 2026) | verified |  | Net interest up to this amount is fully deductible. Simplification (conservative): the €3m safe harbour for net interest paid to unrelated parties and the balance-sheet exemption are not applied (vero.fi tax handbook). Effect: project NPV unchanged (unlevered tax); equity IRR +0.06 pp. | Taxes
Maximum gearing | 75% | debt / initial CAPEX | OX2 Rajamäenkylä and Honkakangas (472 MW): EUR 600m debt vs total investment over EUR 700m = max. about 85 % (own calculation, upper bound; facility may include non-term tranches), with corporate PPAs (DLA Piper, 4 Apr 2025). 75 % chosen as conservative cap for a partly merchant project; in practice the DSCR constraint is expected to bind. | source-based |  | Caps the DSCR-sized debt. Binds only at high PPA prices (break-even at 10 % equity IRR, Outputs row 31). | Financing
INFLATION AND INDEXATION
Parameter | Value | Unit | Source / reference | Status | Base / scenario | Notes | Model use
Inflation rate | 2% | % p.a. | ECB staff macroeconomic projections, Sep 2026: euro area HICP inflation 3.0 % (2026), 2.5 % (2027), 2.1 % (2028). ECB Survey of Professional Forecasters Q3 2026 (press release 24 Jul 2026): longer-term expectation (2031) 2.0 %. ECB target: 2 % in the medium term (monetary policy decision, 10 Sep 2026). Flat 2.0 % applied over the whole horizon for simplicity; the higher near-term rates (about +0.5 pp in 2027) are not modelled. Euro area figures, no Finland-specific long-term forecast used (accessed 2 Oct 2026) | source-based |  | Indexes real 2026 prices and costs to nominal. WACC and debt rate are nominal. | Prices, Revenue, Cashflow, Financing
PPA price indexed to inflation? | No | Yes / No | Fixed nominal price is the European norm for corporate PPAs: fixed-price PPAs valued by buyers as a hedge against wholesale price volatility (S&P Global Market Intelligence, Apr 2025); corporate PPAs use fixed or floor pricing (Bird & Bird, International Corporate PPA Report 2025/26). Share of escalated or CPI-indexed deals not found in public sources (to verify). Indexed case (Yes) only comparable with a lower start price: at 2 % inflation and 6 % discount rate over 15 years, EUR 50/MWh fixed nominal is equivalent in present value to about EUR 45/MWh indexed (own calculation). Indexation shifts inflation risk to the buyer; it is not an upside on its own. | source-based |  | No = fixed nominal PPA price. Yes = PPA price entered in real 2026 EUR and indexed. | Prices
MARKET PRICES AND CAPTURE RATES (FI DAY-AHEAD, TIME-WEIGHTED, REAL 2026 EUR)
Parameter | Value | Unit | Source / reference | Status | Base / scenario | Notes | Model use
Market price 2026 (observed start value) | 55.78 | €/MWh | Own analysis of Finnish day-ahead prices (project data; https://transparency.entsoe.eu/, accessed 1 Oct 2026): time-weighted average Oct 2025-Sep 2026 = 55.78 EUR/MWh (calendar years, nominal: 2023 56.47; 2024 45.57; 2025 40.47 EUR/MWh). | source-based | All scenarios | Common 2026 start value of all three paths; observed nominal value treated as real 2026 EUR. Level raised by the 2026 energy price shock (ECB staff projections, Sep 2026). | Prices
Market price 2028 (futures anchor) | 53.84 | €/MWh | EEX Finnish Power Future (FI, base, year), Cal-28 settlement 56.02 EUR/MWh nominal, trading day 1 Oct 2026 (eex.com market data, accessed 2 Oct 2026). Real 2026 EUR: 56.02 / (1 + B63)^2 = 53.84 EUR/MWh (own calculation). Further curve for cross-check: Cal-27 62.54, Cal-29 53.29, Cal-30 52.68, Cal-31 52.57, Cal-32 53.28 EUR/MWh nominal. Liquidity not checked; forward prices include a risk premium and the 2026 energy price shock. | source-based | All scenarios | Futures anchor for 2028; all three paths pass through this value. Futures are nominal: enter futures price / (1 + B63)^2 to convert to real 2026 EUR. | Prices
Market price Base 2030 | 48.67 | €/MWh | EEX Finnish Power Future (FI, base, year), Cal-30 settlement 52.68 EUR/MWh nominal, trading day 1 Oct 2026 (eex.com, accessed 2 Oct 2026); real 2026 EUR: 52.68 / (1 + B63)^4 = 48.67 EUR/MWh (own calculation). Cross-check: Lampela (2023), Table 5.2, model v27, scenario x1,2 (94 TWh, 15 GW): 39.0 EUR/MWh; model v36: 20.1. Market forward used for the near term, Lampela from 2040. | source-based | Base | Base 2030 from futures, between the Lampela Low (34.7) and High (56.6) 2030 values. Far-dated futures are thinly traded. | Prices
Market price Base 2040 | 39.8 | €/MWh | Lampela, S. (2023), "Long-term electricity price forecasting in Finland", MSc thesis, Tampere University, Nov 2023, Table 5.4 (model v27): scenario x1,2 = demand 115 TWh, wind 23 GW: 39.8 EUR/MWh. | source-based | Base | Only model v27 available for 2040 and 2050; author stresses trends over exact values. | Prices
Market price Base 2050 | 45.6 | €/MWh | Lampela, S. (2023), "Long-term electricity price forecasting in Finland", MSc thesis, Tampere University, Nov 2023, Table 5.5 (model v27): scenario x1,2 = demand 126 TWh (123 TWh in Table 4.4), wind 30 GW: 45.6 EUR/MWh. | source-based | Base | Held flat in real terms after 2050. | Prices
Market price Low 2030 | 34.7 | €/MWh | Lampela, S. (2023), "Long-term electricity price forecasting in Finland", MSc thesis, Tampere University, Nov 2023, Table 5.2 (model v27): scenario x1,3 = demand 94 TWh, wind 23 GW: 34.7 EUR/MWh (model v36: 15.8). | source-based | Low | Low storyline: wind build-out outpaces demand. Model v27 produces no prices below about 14 EUR/MWh, so low cases are likely overstated. | Prices
Market price Low 2040 | 32.6 | €/MWh | Lampela, S. (2023), "Long-term electricity price forecasting in Finland", MSc thesis, Tampere University, Nov 2023, Table 5.4 (model v27): scenario x1,3 = demand 115 TWh, wind 40 GW: 32.6 EUR/MWh. | source-based | Low |  | Prices
Market price Low 2050 | 37.4 | €/MWh | Lampela, S. (2023), "Long-term electricity price forecasting in Finland", MSc thesis, Tampere University, Nov 2023, Table 5.5 (model v27): scenario x1,3 = demand 126 TWh, wind 50 GW: 37.4 EUR/MWh. | source-based | Low | Held flat in real terms after 2050. | Prices
Market price High 2030 | 56.6 | €/MWh | Lampela, S. (2023), "Long-term electricity price forecasting in Finland", MSc thesis, Tampere University, Nov 2023, Table 5.2 (model v27): scenario x2,2 = demand 105 TWh, wind 15 GW: 56.6 EUR/MWh (model v36: 34.5). | source-based | High | High storyline: prices stay near today's level (observed 55.78 EUR/MWh, row 68). | Prices
Market price High 2040 | 56.6 | €/MWh | Held at the 2030 High value. Thesis high-demand cells (2040: 85-152 EUR/MWh; 2050: 115-173 EUR/MWh) not used: the author flags the model as unreliable in high-demand scenarios (Lampela 2023, p. 81). | own assumption | High |  | Prices
Market price High 2050 | 56.6 | €/MWh | Held at the 2030 High value (see row above). | own assumption | High | Held flat in real terms after 2050. | Prices
Capture rate Low | 50% | % of time-weighted price | Own analysis of ENTSO-E wind generation (Actual Generation per Production Type, FI) and Finnish day-ahead prices (project data; https://transparency.entsoe.eu/, accessed 1 Oct 2026): capture rate after curtailment of negative-price hours 80.6 % (2023), 74.5 % (2024), 59.1 % (2025), 63.0 % (Oct 2025-Sep 2026); average installed wind capacity rose from about 5.8 to 9.4 GW. | own assumption | Low | Further cannibalisation as Finnish wind capacity grows. Flat over the operating life. | Prices
Capture rate Base | 60% | % of time-weighted price | Own analysis of ENTSO-E wind generation (Actual Generation per Production Type, FI) and Finnish day-ahead prices (project data; https://transparency.entsoe.eu/, accessed 1 Oct 2026): capture rate after curtailment of negative-price hours 80.6 % (2023), 74.5 % (2024), 59.1 % (2025), 63.0 % (Oct 2025-Sep 2026); average installed wind capacity rose from about 5.8 to 9.4 GW. Base between 2025 (59.1 %) and the last 12 months (63.0 %). Cross-check: KYOS PPA Insights No. 19 (Jun 2026), Finland 2027-2036: wind capture 36.1 / baseload 60.0 EUR/MWh = 60.2 % (own calculation). Lowest onshore wind capture rate of all zones in the KYOS table (SE3 85 %, DK1 88 %, DE 83 %) | source-based | Base | Flat over the operating life (no trend). Curtailed variant used to match curtailment in B11 (no double counting). | Prices
Capture rate High | 70% | % of time-weighted price | Own analysis of ENTSO-E wind generation (Actual Generation per Production Type, FI) and Finnish day-ahead prices (project data; https://transparency.entsoe.eu/, accessed 1 Oct 2026): capture rate after curtailment of negative-price hours 80.6 % (2023), 74.5 % (2024), 59.1 % (2025), 63.0 % (Oct 2025-Sep 2026); average installed wind capacity rose from about 5.8 to 9.4 GW. | own assumption | High | More flexibility (storage, demand response); still below the 2023-2024 levels (74.5-80.6 %). Flat over the operating life. | Prices
Notes on the price anchors: Lampela (2023) is a master's thesis using a neural network trained on data from 2017 to Jul 2022, not a power system model. Model versions v27 and v36 differ by up to about 20 EUR/MWh in 2030; against a Ramboll market model one scenario differs by about 70 EUR/MWh (Lampela 2023, abstract and Table 5.2). The thesis does not state the price basis (real or nominal, price year); values are used unadjusted as real 2026 EUR (to verify; read as 2023 EUR they would be roughly 7-8 % higher, own estimate). Prices interpolates linearly between anchor years and holds real prices flat after 2050 (own assumption). Market price and capture-rate scenarios are independent switches, although low prices and low capture rates tend to occur together. Base path uses EEX futures for 2028 and 2030 (market view) and Lampela from 2040 (fundamental view); the futures sit about 10 EUR/MWh above the Lampela Base 2030 value, suggesting the thesis understates today's price level.
Note on A3: Use 'verified' only after checking the external source. Use 'to verify' when evidence is still missing. Use 'own assumption' for deliberately modelled assumptions.

## Prices
PRICES
Capture-rate scenario | Base
PPA mode | Yes
Market price scenario | Base
ANNUAL MARKET PRICE & CAPTURE RATE INPUTS | [15 empty] | PRICE PATH ANCHORS (real 2026 EUR/MWh, linked to Inputs)
Year | Market price Base (real 2026 EUR/MWh) | Low capture | Base capture | High capture | Selected capture | Realized price (nominal) | PPA price (nominal) | Selected revenue price (nominal) | PPA volume share | PPA window (1/0) | Inflation index (2026 = 1) | PPA index factor | Market price Low (real 2026 EUR/MWh) | Market price High (real 2026 EUR/MWh) | Selected market price (real 2026 EUR/MWh) | Anchor year | Base | Low | High | Inputs reference
2026 | 55.78 | 50% | 60% | 70% | 60% | 33.468 | 50 | 33.468 | 0% | 0 | 1 | 1 | 55.78 | 55.78 | 55.78 | 2026 | 55.78 | 55.78 | 55.78 | Inputs 68 (all)
2027 | 54.81 | 50% | 60% | 70% | 60% | 33.5437 | 50 | 33.5437 | 0% | 0 | 1.02 | 1 | 54.81 | 54.81 | 54.81 | 2028 | 53.84 | 53.84 | 53.84 | Inputs 69 (blank = interpolated)
2028 | 53.84 | 50% | 60% | 70% | 60% | 33.6091 | 50 | 50 | 100% | 1 | 1.0404 | 1 | 53.84 | 53.84 | 53.84 | 2030 | 48.67 | 34.7 | 56.6 | Base 70 / Low 73 / High 76
2029 | 51.255 | 50% | 60% | 70% | 60% | 32.6353 | 50 | 50 | 100% | 1 | 1.0612 | 1 | 44.27 | 55.22 | 51.255 | 2040 | 39.8 | 32.6 | 56.6 | Base 71 / Low 74 / High 77
2030 | 48.67 | 50% | 60% | 70% | 60% | 31.6092 | 50 | 50 | 100% | 1 | 1.0824 | 1 | 34.7 | 56.6 | 48.67 | 2050 | 45.6 | 37.4 | 56.6 | Base 72 / Low 75 / High 78
2031 | 47.783 | 50% | 60% | 70% | 60% | 31.6538 | 50 | 50 | 100% | 1 | 1.1041 | 1 | 34.49 | 56.6 | 47.783
2032 | 46.896 | 50% | 60% | 70% | 60% | 31.6875 | 50 | 50 | 100% | 1 | 1.1262 | 1 | 34.28 | 56.6 | 46.896
2033 | 46.009 | 50% | 60% | 70% | 60% | 31.7099 | 50 | 50 | 100% | 1 | 1.1487 | 1 | 34.07 | 56.6 | 46.009
2034 | 45.122 | 50% | 60% | 70% | 60% | 31.7206 | 50 | 50 | 100% | 1 | 1.1717 | 1 | 33.86 | 56.6 | 45.122
2035 | 44.235 | 50% | 60% | 70% | 60% | 31.719 | 50 | 50 | 100% | 1 | 1.1951 | 1 | 33.65 | 56.6 | 44.235
2036 | 43.348 | 50% | 60% | 70% | 60% | 31.7046 | 50 | 50 | 100% | 1 | 1.219 | 1 | 33.44 | 56.6 | 43.348
2037 | 42.461 | 50% | 60% | 70% | 60% | 31.6769 | 50 | 50 | 100% | 1 | 1.2434 | 1 | 33.23 | 56.6 | 42.461
2038 | 41.574 | 50% | 60% | 70% | 60% | 31.6355 | 50 | 50 | 100% | 1 | 1.2682 | 1 | 33.02 | 56.6 | 41.574
2039 | 40.687 | 50% | 60% | 70% | 60% | 31.5798 | 50 | 50 | 100% | 1 | 1.2936 | 1 | 32.81 | 56.6 | 40.687
2040 | 39.8 | 50% | 60% | 70% | 60% | 31.5092 | 50 | 50 | 100% | 1 | 1.3195 | 1 | 32.6 | 56.6 | 39.8
2041 | 40.38 | 50% | 60% | 70% | 60% | 32.6077 | 50 | 50 | 100% | 1 | 1.3459 | 1 | 33.08 | 56.6 | 40.38
2042 | 40.96 | 50% | 60% | 70% | 60% | 33.7376 | 50 | 50 | 100% | 1 | 1.3728 | 1 | 33.56 | 56.6 | 40.96
2043 | 41.54 | 50% | 60% | 70% | 60% | 34.8996 | 50 | 34.8996 | 0% | 0 | 1.4002 | 1 | 34.04 | 56.6 | 41.54
2044 | 42.12 | 50% | 60% | 70% | 60% | 36.0946 | 50 | 36.0946 | 0% | 0 | 1.4282 | 1 | 34.52 | 56.6 | 42.12
2045 | 42.7 | 50% | 60% | 70% | 60% | 37.3235 | 50 | 37.3235 | 0% | 0 | 1.4568 | 1 | 35 | 56.6 | 42.7
2046 | 43.28 | 50% | 60% | 70% | 60% | 38.5871 | 50 | 38.5871 | 0% | 0 | 1.4859 | 1 | 35.48 | 56.6 | 43.28
2047 | 43.86 | 50% | 60% | 70% | 60% | 39.8863 | 50 | 39.8863 | 0% | 0 | 1.5157 | 1 | 35.96 | 56.6 | 43.86
2048 | 44.44 | 50% | 60% | 70% | 60% | 41.222 | 50 | 41.222 | 0% | 0 | 1.546 | 1 | 36.44 | 56.6 | 44.44
2049 | 45.02 | 50% | 60% | 70% | 60% | 42.5952 | 50 | 42.5952 | 0% | 0 | 1.5769 | 1 | 36.92 | 56.6 | 45.02
2050 | 45.6 | 50% | 60% | 70% | 60% | 44.0068 | 50 | 44.0068 | 0% | 0 | 1.6084 | 1 | 37.4 | 56.6 | 45.6
2051 | 45.6 | 50% | 60% | 70% | 60% | 44.887 | 50 | 44.887 | 0% | 0 | 1.6406 | 1 | 37.4 | 56.6 | 45.6
2052 | 45.6 | 50% | 60% | 70% | 60% | 45.7847 | 50 | 45.7847 | 0% | 0 | 1.6734 | 1 | 37.4 | 56.6 | 45.6
2053 | 45.6 | 50% | 60% | 70% | 60% | 46.7004 | 50 | 46.7004 | 0% | 0 | 1.7069 | 1 | 37.4 | 56.6 | 45.6
2054 | 45.6 | 50% | 60% | 70% | 60% | 47.6344 | 50 | 47.6344 | 0% | 0 | 1.741 | 1 | 37.4 | 56.6 | 45.6
2055 | 45.6 | 50% | 60% | 70% | 60% | 48.5871 | 50 | 48.5871 | 0% | 0 | 1.7758 | 1 | 37.4 | 56.6 | 45.6
2056 | 45.6 | 50% | 60% | 70% | 60% | 49.5589 | 50 | 49.5589 | 0% | 0 | 1.8114 | 1 | 37.4 | 56.6 | 45.6
2057 | 45.6 | 50% | 60% | 70% | 60% | 50.55 | 50 | 50.55 | 0% | 0 | 1.8476 | 1 | 37.4 | 56.6 | 45.6
2058 | 45.6 | 50% | 60% | 70% | 60% | 51.561 | 50 | 51.561 | 0% | 0 | 1.8845 | 1 | 37.4 | 56.6 | 45.6
Notes: Market prices are time-average day-ahead prices in real 2026 EUR/MWh, indexed to nominal with the inflation index. All price and capture inputs sit in Inputs rows 68-81 with source and status. Base (B), Low (N) and High (O) paths interpolate linearly between the anchor years in R8:R12 (2026 observed, 2028 and 2030 optional futures anchor, 2040, 2050) and stay flat in real terms after 2050. Capture rates (C:E) are flat per scenario. The market price scenario (Cover!B17) selects the path and the capture-rate scenario (Cover!B16) selects the capture rate, independently of each other. Selected revenue price = PPA share x PPA price + (1 - share) x merchant realised price (nominal). 2027 is the construction year with COD 2028.
Note on B3: Linked to Cover!B16. Change the scenario on Cover.
Note on B4: Linked to Cover!B15. Yes = PPA revenue price; No = merchant realized price.
Note on B5: Linked to Cover!B17. Change the market price scenario on Cover.

## Production
PRODUCTION
WIND GENERATION
Year | Capacity MW | Capacity factor | Hours | Gross MWh | Curtailment | Net MWh | BESS charge MWh (grid, memo) | BESS discharge MWh (memo) | Net exported MWh (wind) | Source | Status | Wind operating flag | BESS operating flag
2026 | 100 | 35% | 8760 | 0 | 0 | 0 | 0 | 0 | 0 |  | formula | 0 | 0
2027 | 100 | 35% | 8760 | 0 | 0 | 0 | 0 | 0 | 0 |  | formula | 0 | 0
2028 | 100 | 35% | 8784 | 307440 | 15372 | 292068 | 0 | 0 | 292068 |  | formula | 1 | 0
2029 | 100 | 35% | 8760 | 306600 | 15330 | 291270 | 0 | 0 | 291270 |  | formula | 1 | 0
2030 | 100 | 35% | 8760 | 306600 | 15330 | 291270 | 0 | 0 | 291270 |  | formula | 1 | 0
2031 | 100 | 35% | 8760 | 306600 | 15330 | 291270 | 0 | 0 | 291270 |  | formula | 1 | 0
2032 | 100 | 35% | 8784 | 307440 | 15372 | 292068 | 0 | 0 | 292068 |  | formula | 1 | 0
2033 | 100 | 35% | 8760 | 306600 | 15330 | 291270 | 0 | 0 | 291270 |  | formula | 1 | 0
2034 | 100 | 35% | 8760 | 306600 | 15330 | 291270 | 0 | 0 | 291270 |  | formula | 1 | 0
2035 | 100 | 35% | 8760 | 306600 | 15330 | 291270 | 0 | 0 | 291270 |  | formula | 1 | 0
2036 | 100 | 35% | 8784 | 307440 | 15372 | 292068 | 0 | 0 | 292068 |  | formula | 1 | 0
2037 | 100 | 35% | 8760 | 306600 | 15330 | 291270 | 0 | 0 | 291270 |  | formula | 1 | 0
2038 | 100 | 35% | 8760 | 306600 | 15330 | 291270 | 0 | 0 | 291270 |  | formula | 1 | 0
2039 | 100 | 35% | 8760 | 306600 | 15330 | 291270 | 0 | 0 | 291270 |  | formula | 1 | 0
2040 | 100 | 35% | 8784 | 307440 | 15372 | 292068 | 0 | 0 | 292068 |  | formula | 1 | 0
2041 | 100 | 35% | 8760 | 306600 | 15330 | 291270 | 0 | 0 | 291270 |  | formula | 1 | 0
2042 | 100 | 35% | 8760 | 306600 | 15330 | 291270 | 0 | 0 | 291270 |  | formula | 1 | 0
2043 | 100 | 35% | 8760 | 306600 | 15330 | 291270 | 0 | 0 | 291270 |  | formula | 1 | 0
2044 | 100 | 35% | 8784 | 307440 | 15372 | 292068 | 0 | 0 | 292068 |  | formula | 1 | 0
2045 | 100 | 35% | 8760 | 306600 | 15330 | 291270 | 0 | 0 | 291270 |  | formula | 1 | 0
2046 | 100 | 35% | 8760 | 306600 | 15330 | 291270 | 0 | 0 | 291270 |  | formula | 1 | 0
2047 | 100 | 35% | 8760 | 306600 | 15330 | 291270 | 0 | 0 | 291270 |  | formula | 1 | 0
2048 | 100 | 35% | 8784 | 307440 | 15372 | 292068 | 0 | 0 | 292068 |  | formula | 1 | 0
2049 | 100 | 35% | 8760 | 306600 | 15330 | 291270 | 0 | 0 | 291270 |  | formula | 1 | 0
2050 | 100 | 35% | 8760 | 306600 | 15330 | 291270 | 0 | 0 | 291270 |  | formula | 1 | 0
2051 | 100 | 35% | 8760 | 306600 | 15330 | 291270 | 0 | 0 | 291270 |  | formula | 1 | 0
2052 | 100 | 35% | 8784 | 307440 | 15372 | 292068 | 0 | 0 | 292068 |  | formula | 1 | 0
2053 | 100 | 35% | 8760 | 0 | 0 | 0 | 0 | 0 | 0 |  | formula | 0 | 0
2054 | 100 | 35% | 8760 | 0 | 0 | 0 | 0 | 0 | 0 |  | formula | 0 | 0
2055 | 100 | 35% | 8760 | 0 | 0 | 0 | 0 | 0 | 0 |  | formula | 0 | 0
2056 | 100 | 35% | 8784 | 0 | 0 | 0 | 0 | 0 | 0 |  | formula | 0 | 0
2057 | 100 | 35% | 8760 | 0 | 0 | 0 | 0 | 0 | 0 |  | formula | 0 | 0
2058 | 100 | 35% | 8760 | 0 | 0 | 0 | 0 | 0 | 0 |  | formula | 0 | 0
Notes: Year 2026 is the construction year (flag = 0). Operating flag is driven by COD (Inputs!B9) and lifetime (Inputs!B8). BESS volumes are grid-side memo items (V1: BESS grid-charged), so wind export is not reduced by BESS charging; BESS revenue is built in Revenue from the net margin and reserve inputs.

## Revenue
REVENUE
REVENUE BUILD-UP
Year | Net generation MWh | Selected revenue price | Wind revenue | BESS revenue | Other revenue | Total revenue | Fixed OPEX (wind + BESS) | Variable OPEX | Lease | EBITDA | Status
2026 | 0 | 33.468 | 0 | 0 | 0 | 0 | 0 | 0 | 0 | 0 | formula
2027 | 0 | 33.5437 | 0 | 0 | 0 | 0 | 0 | 0 | 0 | 0 | formula
2028 | 292068 | 50 | 14603400 | 0 | 0 | 14603400 | 4057560 | 0 | 520200 | 10025640 | formula
2029 | 291270 | 50 | 14563500 | 0 | 0 | 14563500 | 4138711.2 | 0 | 530604 | 9894184.8 | formula
2030 | 291270 | 50 | 14563500 | 0 | 0 | 14563500 | 4221485.424 | 0 | 541216.08 | 9800798.496 | formula
2031 | 291270 | 50 | 14563500 | 0 | 0 | 14563500 | 4305915.1325 | 0 | 552040.4016 | 9705544.4659 | formula
2032 | 292068 | 50 | 14603400 | 0 | 0 | 14603400 | 4392033.4351 | 0 | 563081.2096 | 9648285.3552 | formula
2033 | 291270 | 50 | 14563500 | 0 | 0 | 14563500 | 4479874.1038 | 0 | 574342.8338 | 9509283.0623 | formula
2034 | 291270 | 50 | 14563500 | 0 | 0 | 14563500 | 4569471.5859 | 0 | 585829.6905 | 9408198.7236 | formula
2035 | 291270 | 50 | 14563500 | 0 | 0 | 14563500 | 4660861.0176 | 0 | 597546.2843 | 9305092.6981 | formula
2036 | 292068 | 50 | 14603400 | 0 | 0 | 14603400 | 4754078.238 | 0 | 609497.21 | 9239824.552 | formula
2037 | 291270 | 50 | 14563500 | 0 | 0 | 14563500 | 4849159.8027 | 0 | 621687.1542 | 9092653.0431 | formula
2038 | 291270 | 50 | 14563500 | 0 | 0 | 14563500 | 4946142.9988 | 0 | 634120.8973 | 8983236.1039 | formula
2039 | 291270 | 50 | 14563500 | 0 | 0 | 14563500 | 5045065.8588 | 0 | 646803.3152 | 8871630.826 | formula
2040 | 292068 | 50 | 14603400 | 0 | 0 | 14603400 | 5145967.1759 | 0 | 659739.3815 | 8797693.4425 | formula
2041 | 291270 | 50 | 14563500 | 0 | 0 | 14563500 | 5248886.5195 | 0 | 672934.1692 | 8641679.3114 | formula
2042 | 291270 | 50 | 14563500 | 0 | 0 | 14563500 | 5353864.2499 | 0 | 686392.8525 | 8523242.8976 | formula
2043 | 291270 | 34.8996 | 10165211.482 | 0 | 0 | 10165211.482 | 5460941.5349 | 0 | 700120.7096 | 4004149.2376 | formula
2044 | 292068 | 36.0946 | 10542089.0727 | 0 | 0 | 10542089.0727 | 5570160.3655 | 0 | 714123.1238 | 4257805.5834 | formula
2045 | 291270 | 37.3235 | 10871216.4975 | 0 | 0 | 10871216.4975 | 5681563.5729 | 0 | 728405.5863 | 4461247.3384 | formula
2046 | 291270 | 38.5871 | 11239259.368 | 0 | 0 | 11239259.368 | 5795194.8443 | 0 | 742973.698 | 4701090.8257 | formula
2047 | 291270 | 39.8863 | 11617675.4666 | 0 | 0 | 11617675.4666 | 5911098.7412 | 0 | 757833.1719 | 4948743.5535 | formula
2048 | 292068 | 41.222 | 12039627.6631 | 0 | 0 | 12039627.6631 | 6029320.716 | 0 | 772989.8354 | 5237317.1117 | formula
2049 | 291270 | 42.5952 | 12406704.7558 | 0 | 0 | 12406704.7558 | 6149907.1303 | 0 | 788449.6321 | 5468347.9933 | formula
2050 | 291270 | 44.0068 | 12817873.203 | 0 | 0 | 12817873.203 | 6272905.273 | 0 | 804218.6247 | 5740749.3053 | formula
2051 | 291270 | 44.887 | 13074230.6671 | 0 | 0 | 13074230.6671 | 6398363.3784 | 0 | 820302.9972 | 5855564.2914 | formula
2052 | 292068 | 45.7847 | 13372251.4867 | 0 | 0 | 13372251.4867 | 6526330.646 | 0 | 836709.0572 | 6009211.7835 | formula
2053 | 0 | 46.7004 | 0 | 0 | 0 | 0 | 0 | 0 | 0 | 0 | formula
2054 | 0 | 47.6344 | 0 | 0 | 0 | 0 | 0 | 0 | 0 | 0 | formula
2055 | 0 | 48.5871 | 0 | 0 | 0 | 0 | 0 | 0 | 0 | 0 | formula
2056 | 0 | 49.5589 | 0 | 0 | 0 | 0 | 0 | 0 | 0 | 0 | formula
2057 | 0 | 50.55 | 0 | 0 | 0 | 0 | 0 | 0 | 0 | 0 | formula
2058 | 0 | 51.561 | 0 | 0 | 0 | 0 | 0 | 0 | 0 | 0 | formula

## Financing
FINANCING
DEBT SIZING
Metric | Value | Unit | Comment |  | Sizing detail | Value
Target minimum DSCR | 1.3 | x | Sizing constraint |  | Total initial CAPEX, nominal (€) | 153000000
Interest rate | 5.75% | % | Debt pricing |  | DSCR-sized debt, uncapped (€) | 71421307.7914
Debt tenor | 15 | years | Debt tenor |  | Gearing-cap scale factor | 1
Indicative debt amount | 71421307.7914 | € | DSCR-sculpted debt, capped by maximum gearing (see sizing detail) |  | Resulting gearing (debt / CAPEX) | 46.68%
Indicative equity amount | 81578692.2086 | € | Initial CAPEX less debt |  | Maximum gearing (input) | 75%
DEBT SCHEDULE
Year | CFADS | Opening debt | Drawdown | Interest | Principal | Debt service | Closing debt | DSCR | Minimum DSCR | Check | Status | Sizing window (1/0) | Target debt service (unscaled) | Discount factor
2026 | 0 | 0 | 0 | 0 | 0 | 0 | 0 |  | 1.3 |  | formula | 0 | 0 | 1.0575
2027 | 0 | 0 | 71421307.7914 | 0 | 0 | 0 | 71421307.7914 |  | 1.3 |  | formula | 0 | 0 | 1
2028 | 10025640 | 71421307.7914 | 0 | 4106725.198 | 3605305.5712 | 7712030.7692 | 67816002.2202 | 1.3 | 1.3 | 0 | formula | 1 | 7712030.7692 | 0.94563
2029 | 9894184.8 | 67816002.2202 | 0 | 3899420.1277 | 3711491.257 | 7610911.3846 | 64104510.9633 | 1.3 | 1.3 | 0 | formula | 1 | 7610911.3846 | 0.89421
2030 | 9800798.496 | 64104510.9633 | 0 | 3686009.3804 | 3853066.3858 | 7539075.7662 | 60251444.5775 | 1.3 | 1.3 | 0 | formula | 1 | 7539075.7662 | 0.84559
2031 | 9705544.4659 | 60251444.5775 | 0 | 3464458.0632 | 4001345.3721 | 7465803.4353 | 56250099.2054 | 1.3 | 1.3 | 0 | formula | 1 | 7465803.4353 | 0.79961
2032 | 9648285.3552 | 56250099.2054 | 0 | 3234380.7043 | 4187377.2613 | 7421757.9656 | 52062721.9441 | 1.3 | 1.3 | 0 | formula | 1 | 7421757.9656 | 0.75613
2033 | 9509283.0623 | 52062721.9441 | 0 | 2993606.5118 | 4321226.6131 | 7314833.1249 | 47741495.331 | 1.3 | 1.3 | 0 | formula | 1 | 7314833.1249 | 0.71502
2034 | 9408198.7236 | 47741495.331 | 0 | 2745135.9815 | 4491939.9597 | 7237075.9412 | 43249555.3713 | 1.3 | 1.3 | 2.2204e-16 | formula | 1 | 7237075.9412 | 0.67614
2035 | 9305092.6981 | 43249555.3713 | 0 | 2486849.4339 | 4670914.18 | 7157763.6139 | 38578641.1913 | 1.3 | 1.3 | 0 | formula | 1 | 7157763.6139 | 0.63938
2036 | 9239824.552 | 38578641.1913 | 0 | 2218271.8685 | 4889285.4792 | 7107557.3477 | 33689355.7121 | 1.3 | 1.3 | 0 | formula | 1 | 7107557.3477 | 0.60461
2037 | 9092653.0431 | 33689355.7121 | 0 | 1937137.9534 | 5057210.5412 | 6994348.4947 | 28632145.1709 | 1.3 | 1.3 | 0 | formula | 1 | 6994348.4947 | 0.57174
2038 | 8983236.1039 | 28632145.1709 | 0 | 1646348.3473 | 5263833.2711 | 6910181.6184 | 23368311.8998 | 1.3 | 1.3 | 0 | formula | 1 | 6910181.6184 | 0.54065
2039 | 8871630.826 | 23368311.8998 | 0 | 1343677.9342 | 5480653.4704 | 6824331.4046 | 17887658.4294 | 1.3 | 1.3 | 0 | formula | 1 | 6824331.4046 | 0.51125
2040 | 8797693.4425 | 17887658.4294 | 0 | 1028540.3597 | 5738916.1346 | 6767456.4942 | 12148742.2949 | 1.3 | 1.3 | 0 | formula | 1 | 6767456.4942 | 0.48345
2041 | 8641679.3114 | 12148742.2949 | 0 | 698552.682 | 5948892.9422 | 6647445.6241 | 6199849.3527 | 1.3 | 1.3 | 0 | formula | 1 | 6647445.6241 | 0.45717
2042 | 8523242.8976 | 6199849.3527 | 0 | 356491.3378 | 6199849.3527 | 6556340.6905 | -1.3132e-07 | 1.3 | 1.3 | 0 | formula | 1 | 6556340.6905 | 0.43231
2043 | 4004149.2376 | -1.3132e-07 | 0 | -7.5507e-09 | 0 | -7.5507e-09 | -1.3132e-07 |  | 1.3 |  | formula | 0 | 0 | 0.4088
2044 | 4257805.5834 | -1.3132e-07 | 0 | -7.5507e-09 | 0 | -7.5507e-09 | -1.3132e-07 |  | 1.3 |  | formula | 0 | 0 | 0.38657
2045 | 4461247.3384 | -1.3132e-07 | 0 | -7.5507e-09 | 0 | -7.5507e-09 | -1.3132e-07 |  | 1.3 |  | formula | 0 | 0 | 0.36556
2046 | 4701090.8257 | -1.3132e-07 | 0 | -7.5507e-09 | 0 | -7.5507e-09 | -1.3132e-07 |  | 1.3 |  | formula | 0 | 0 | 0.34568
2047 | 4948743.5535 | -1.3132e-07 | 0 | -7.5507e-09 | 0 | -7.5507e-09 | -1.3132e-07 |  | 1.3 |  | formula | 0 | 0 | 0.32688
2048 | 5237317.1117 | -1.3132e-07 | 0 | -7.5507e-09 | 0 | -7.5507e-09 | -1.3132e-07 |  | 1.3 |  | formula | 0 | 0 | 0.30911
2049 | 5468347.9933 | -1.3132e-07 | 0 | -7.5507e-09 | 0 | -7.5507e-09 | -1.3132e-07 |  | 1.3 |  | formula | 0 | 0 | 0.2923
2050 | 5740749.3053 | -1.3132e-07 | 0 | -7.5507e-09 | 0 | -7.5507e-09 | -1.3132e-07 |  | 1.3 |  | formula | 0 | 0 | 0.27641
2051 | 5292434.0722 | -1.3132e-07 | 0 | -7.5507e-09 | 0 | -7.5507e-09 | -1.3132e-07 |  | 1.3 |  | formula | 0 | 0 | 0.26138
2052 | 4818974.9235 | -1.3132e-07 | 0 | -7.5507e-09 | 0 | -7.5507e-09 | -1.3132e-07 |  | 1.3 |  | formula | 0 | 0 | 0.24717
2053 | -1.5101e-09 | -1.3132e-07 | 0 | -7.5507e-09 | 0 | -7.5507e-09 | -1.3132e-07 |  | 1.3 |  | formula | 0 | 0 | 0.23373
2054 | -1.5101e-09 | -1.3132e-07 | 0 | -7.5507e-09 | 0 | -7.5507e-09 | -1.3132e-07 |  | 1.3 |  | formula | 0 | 0 | 0.22102
2055 | -1.5101e-09 | -1.3132e-07 | 0 | -7.5507e-09 | 0 | -7.5507e-09 | -1.3132e-07 |  | 1.3 |  | formula | 0 | 0 | 0.209
2056 | -1.5101e-09 | -1.3132e-07 | 0 | -7.5507e-09 | 0 | -7.5507e-09 | -1.3132e-07 |  | 1.3 |  | formula | 0 | 0 | 0.19764
2057 | -1.5101e-09 | -1.3132e-07 | 0 | -7.5507e-09 | 0 | -7.5507e-09 | -1.3132e-07 |  | 1.3 |  | formula | 0 | 0 | 0.18689
2058 | -1.5101e-09 | -1.3132e-07 | 0 | -7.5507e-09 | 0 | -7.5507e-09 | -1.3132e-07 |  | 1.3 |  | formula | 0 | 0 | 0.17673
Notes: Debt is drawn at the end of the construction year (no interest during construction modelled). Target debt service = CFADS (unlevered tax) / minimum DSCR over min(tenor, sizing horizon); debt = PV of target debt service at the debt interest rate, capped at maximum gearing x CAPEX. Principal = debt service - interest.

## Taxes
TAXES
TAX CALCULATION
Year | EBITDA | Depreciation | EBIT | Interest | EBT | Opening tax losses | Taxable income | Tax losses carried | Tax rate | Tax | Disallowed interest | Taxable result before losses | Opening tax losses (unlev.) | Taxable income (unlev.) | Tax losses carried (unlev.) | Tax (unlevered)
2026 | 0 | 0 | 0 | 0 | 0 | 0 | 0 | 0 | 20% | 0 | 0 | 0 | 0 | 0 | 0 | 0
2027 | 0 | 0 | 0 | 0 | 0 | 0 | 0 | 0 | 20% | 0 | 0 | 0 | 0 | 0 | 0 | 0
2028 | 10025640 | 35955000 | -25929360 | 4106725.198 | -30036085.198 | 0 | 0 | 28435770 | 20% | 0 | 1600315.198 | -28435770 | 0 | 0 | 25929360 | 0
2029 | 9894184.8 | 27505575 | -17611390.2 | 3899420.1277 | -21510810.3277 | 28435770 | 0 | 48520706.4 | 20% | 0 | 1425873.9277 | -20084936.4 | 25929360 | 0 | 43540750.2 | 0
2030 | 9800798.496 | 21041764.875 | -11240966.379 | 3686009.3804 | -14926975.7594 | 48520706.4 | 0 | 62211872.403 | 20% | 0 | 1235809.7564 | -13691166.003 | 43540750.2 | 0 | 54781716.579 | 0
2031 | 9705544.4659 | 16096950.1294 | -6391405.6635 | 3464458.0632 | -9855863.7267 | 62211872.403 | 0 | 71029664.1829 | 20% | 0 | 1038071.9467 | -8817791.7799 | 54781716.579 | 0 | 61173122.2425 | 0
2032 | 9648285.3552 | 12314166.849 | -2665881.4937 | 3234380.7043 | -5900262.198 | 71029664.1829 | 0 | 76107617.0155 | 20% | 0 | 822309.3655 | -5077952.8325 | 61173122.2425 | 0 | 63839003.7362 | 0
2033 | 9509283.0623 | 9420337.6395 | 88945.4229 | 2993606.5118 | -2904661.0889 | 76107617.0155 | 0 | 78395992.3582 | 20% | 0 | 616285.7462 | -2288375.3427 | 63839003.7362 | 0 | 63750058.3133 | 0
2034 | 9408198.7236 | 7206558.2942 | 2201640.4294 | 2745135.9815 | -543495.5521 | 78395992.3582 | 0 | 78546401.6097 | 20% | 0 | 393086.3006 | -150409.2515 | 63750058.3133 | 0 | 61548417.8839 | 0
2035 | 9305092.6981 | 5513017.0951 | 3792075.603 | 2486849.4339 | 1305226.1692 | 78546401.6097 | 0 | 77080599.1812 | 20% | 0 | 160576.2593 | 1465802.4285 | 61548417.8839 | 0 | 57756342.2809 | 0
2036 | 9239824.552 | 4217458.0777 | 5022366.4743 | 2218271.8685 | 2804094.6058 | 77080599.1812 | 0 | 74276504.5754 | 20% | 0 | 0 | 2804094.6058 | 57756342.2809 | 0 | 52733975.8066 | 0
2037 | 9092653.0431 | 3226355.4295 | 5866297.6136 | 1937137.9534 | 3929159.6602 | 74276504.5754 | 0 | 70347344.9152 | 20% | 0 | 0 | 3929159.6602 | 52733975.8066 | 0 | 46867678.193 | 0
2038 | 8983236.1039 | 2468161.9035 | 6515074.2004 | 1646348.3473 | 4868725.8531 | 70347344.9152 | 0 | 65478619.0622 | 20% | 0 | 0 | 4868725.8531 | 46867678.193 | 0 | 40352603.9926 | 0
2039 | 8871630.826 | 1888143.8562 | 6983486.9698 | 1343677.9342 | 5639809.0356 | 65478619.0622 | 0 | 59838810.0266 | 20% | 0 | 0 | 5639809.0356 | 40352603.9926 | 0 | 33369117.0228 | 0
2040 | 8797693.4425 | 1444430.05 | 7353263.3925 | 1028540.3597 | 6324723.0328 | 59838810.0266 | 0 | 53514086.9938 | 20% | 0 | 0 | 6324723.0328 | 33369117.0228 | 0 | 26015853.6303 | 0
2041 | 8641679.3114 | 1104988.9882 | 7536690.3231 | 698552.682 | 6838137.6412 | 53514086.9938 | 0 | 46675949.3526 | 20% | 0 | 0 | 6838137.6412 | 26015853.6303 | 0 | 18479163.3071 | 0
2042 | 8523242.8976 | 845316.576 | 7677926.3216 | 356491.3378 | 7321434.9838 | 46675949.3526 | 0 | 39354514.3688 | 20% | 0 | 0 | 7321434.9838 | 18479163.3071 | 0 | 10801236.9855 | 0
2043 | 4004149.2376 | 646667.1806 | 3357482.0569 | -7.5507e-09 | 3357482.0569 | 39354514.3688 | 0 | 35997032.3118 | 20% | 0 | 0 | 3357482.0569 | 10801236.9855 | 0 | 7443754.9286 | 0
2044 | 4257805.5834 | 494700.3932 | 3763105.1902 | -7.5507e-09 | 3763105.1902 | 35997032.3118 | 0 | 32233927.1216 | 20% | 0 | 0 | 3763105.1902 | 7443754.9286 | 0 | 3680649.7384 | 0
2045 | 4461247.3384 | 378445.8008 | 4082801.5376 | -7.5507e-09 | 4082801.5376 | 32233927.1216 | 0 | 28151125.584 | 20% | 0 | 0 | 4082801.5376 | 3680649.7384 | 402151.7992 | 0 | 80430.3598
2046 | 4701090.8257 | 289511.0376 | 4411579.788 | -7.5507e-09 | 4411579.788 | 28151125.584 | 0 | 23739545.796 | 20% | 0 | 0 | 4411579.788 | 0 | 4411579.788 | 0 | 882315.9576
2047 | 4948743.5535 | 221475.9438 | 4727267.6097 | -7.5507e-09 | 4727267.6097 | 23739545.796 | 0 | 19012278.1863 | 20% | 0 | 0 | 4727267.6097 | 0 | 4727267.6097 | 0 | 945453.5219
2048 | 5237317.1117 | 169429.097 | 5067888.0147 | -7.5507e-09 | 5067888.0147 | 19012278.1863 | 0 | 13944390.1716 | 20% | 0 | 0 | 5067888.0147 | 0 | 5067888.0147 | 0 | 1013577.6029
2049 | 5468347.9933 | 129613.2592 | 5338734.7341 | -7.5507e-09 | 5338734.7341 | 13944390.1716 | 0 | 8605655.4375 | 20% | 0 | 0 | 5338734.7341 | 0 | 5338734.7341 | 0 | 1067746.9468
2050 | 5740749.3053 | 99154.1433 | 5641595.1621 | -7.5507e-09 | 5641595.1621 | 8605655.4375 | 0 | 2964060.2754 | 20% | 0 | 0 | 5641595.1621 | 0 | 5641595.1621 | 0 | 1128319.0324
2051 | 5855564.2914 | 75852.9196 | 5779711.3718 | -7.5507e-09 | 5779711.3718 | 2964060.2754 | 2815651.0964 | 0 | 20% | 563130.2193 | 0 | 5779711.3718 | 0 | 5779711.3718 | 0 | 1155942.2744
2052 | 6009211.7835 | 58027.4835 | 5951184.3 | -7.5507e-09 | 5951184.3 | 0 | 5951184.3 | 0 | 20% | 1190236.86 | 0 | 5951184.3 | 0 | 5951184.3 | 0 | 1190236.86
2053 | 0 | 0 | 0 | -7.5507e-09 | 7.5507e-09 | 0 | 7.5507e-09 | 0 | 20% | 1.5101e-09 | 0 | 7.5507e-09 | 0 | 0 | 0 | 0
2054 | 0 | 0 | 0 | -7.5507e-09 | 7.5507e-09 | 0 | 7.5507e-09 | 0 | 20% | 1.5101e-09 | 0 | 7.5507e-09 | 0 | 0 | 0 | 0
2055 | 0 | 0 | 0 | -7.5507e-09 | 7.5507e-09 | 0 | 7.5507e-09 | 0 | 20% | 1.5101e-09 | 0 | 7.5507e-09 | 0 | 0 | 0 | 0
2056 | 0 | 0 | 0 | -7.5507e-09 | 7.5507e-09 | 0 | 7.5507e-09 | 0 | 20% | 1.5101e-09 | 0 | 7.5507e-09 | 0 | 0 | 0 | 0
2057 | 0 | 0 | 0 | -7.5507e-09 | 7.5507e-09 | 0 | 7.5507e-09 | 0 | 20% | 1.5101e-09 | 0 | 7.5507e-09 | 0 | 0 | 0 | 0
2058 | 0 | 0 | 0 | -7.5507e-09 | 7.5507e-09 | 0 | 7.5507e-09 | 0 | 20% | 1.5101e-09 | 0 | 7.5507e-09 | 0 | 0 | 0 | 0
Notes: Tax depreciation = declining balance on CAPEX placed in service (spend in year t depreciates from t+1). Interest above the threshold is deductible only up to the EBITDA cap; disallowed interest is not carried forward. Loss carry-forward has no expiry in this version (10 years under current law; 25 years proposed from 2026 losses - to verify).

## Cashflow
CASHFLOW
PROJECT CASH FLOW
Year | Revenue | OPEX | EBITDA | CAPEX / decom. | CFADS (after tax) | Debt service | Tax | Project FCF (unlevered) | Equity FCF | Cumulative equity CF | Status | Tax (unlevered) | CFADS for sizing | Discount factor
2026 | 0 | 0 | 0 | 0 | 0 | 0 | 0 | 0 | 0 | 0 | formula | 0 | 0 | 1
2027 | 0 | 0 | 0 | 153000000 | 0 | 0 | 0 | -153000000 | -81578692.2086 | -81578692.2086 | formula | 0 | 0 | 0.9434
2028 | 14603400 | 4577760 | 10025640 | 0 | 10025640 | 7712030.7692 | 0 | 10025640 | 2313609.2308 | -79265082.9778 | formula | 0 | 10025640 | 0.89
2029 | 14563500 | 4669315.2 | 9894184.8 | 0 | 9894184.8 | 7610911.3846 | 0 | 9894184.8 | 2283273.4154 | -76981809.5624 | formula | 0 | 9894184.8 | 0.83962
2030 | 14563500 | 4762701.504 | 9800798.496 | 0 | 9800798.496 | 7539075.7662 | 0 | 9800798.496 | 2261722.7298 | -74720086.8326 | formula | 0 | 9800798.496 | 0.79209
2031 | 14563500 | 4857955.5341 | 9705544.4659 | 0 | 9705544.4659 | 7465803.4353 | 0 | 9705544.4659 | 2239741.0306 | -72480345.802 | formula | 0 | 9705544.4659 | 0.74726
2032 | 14603400 | 4955114.6448 | 9648285.3552 | 0 | 9648285.3552 | 7421757.9656 | 0 | 9648285.3552 | 2226527.3897 | -70253818.4123 | formula | 0 | 9648285.3552 | 0.70496
2033 | 14563500 | 5054216.9377 | 9509283.0623 | 0 | 9509283.0623 | 7314833.1249 | 0 | 9509283.0623 | 2194449.9375 | -68059368.4748 | formula | 0 | 9509283.0623 | 0.66506
2034 | 14563500 | 5155301.2764 | 9408198.7236 | 0 | 9408198.7236 | 7237075.9412 | 0 | 9408198.7236 | 2171122.7824 | -65888245.6925 | formula | 0 | 9408198.7236 | 0.62741
2035 | 14563500 | 5258407.3019 | 9305092.6981 | 0 | 9305092.6981 | 7157763.6139 | 0 | 9305092.6981 | 2147329.0842 | -63740916.6083 | formula | 0 | 9305092.6981 | 0.5919
2036 | 14603400 | 5363575.448 | 9239824.552 | 0 | 9239824.552 | 7107557.3477 | 0 | 9239824.552 | 2132267.2043 | -61608649.404 | formula | 0 | 9239824.552 | 0.55839
2037 | 14563500 | 5470846.9569 | 9092653.0431 | 0 | 9092653.0431 | 6994348.4947 | 0 | 9092653.0431 | 2098304.5484 | -59510344.8556 | formula | 0 | 9092653.0431 | 0.52679
2038 | 14563500 | 5580263.8961 | 8983236.1039 | 0 | 8983236.1039 | 6910181.6184 | 0 | 8983236.1039 | 2073054.4855 | -57437290.3701 | formula | 0 | 8983236.1039 | 0.49697
2039 | 14563500 | 5691869.174 | 8871630.826 | 0 | 8871630.826 | 6824331.4046 | 0 | 8871630.826 | 2047299.4214 | -55389990.9487 | formula | 0 | 8871630.826 | 0.46884
2040 | 14603400 | 5805706.5575 | 8797693.4425 | 0 | 8797693.4425 | 6767456.4942 | 0 | 8797693.4425 | 2030236.9483 | -53359754.0004 | formula | 0 | 8797693.4425 | 0.4423
2041 | 14563500 | 5921820.6886 | 8641679.3114 | 0 | 8641679.3114 | 6647445.6241 | 0 | 8641679.3114 | 1994233.6872 | -51365520.3132 | formula | 0 | 8641679.3114 | 0.41727
2042 | 14563500 | 6040257.1024 | 8523242.8976 | 0 | 8523242.8976 | 6556340.6905 | 0 | 8523242.8976 | 1966902.2071 | -49398618.106 | formula | 0 | 8523242.8976 | 0.39365
2043 | 10165211.482 | 6161062.2444 | 4004149.2376 | 0 | 4004149.2376 | -7.5507e-09 | 0 | 4004149.2376 | 4004149.2376 | -45394468.8684 | formula | 0 | 4004149.2376 | 0.37136
2044 | 10542089.0727 | 6284283.4893 | 4257805.5834 | 0 | 4257805.5834 | -7.5507e-09 | 0 | 4257805.5834 | 4257805.5834 | -41136663.285 | formula | 0 | 4257805.5834 | 0.35034
2045 | 10871216.4975 | 6409969.1591 | 4461247.3384 | 0 | 4461247.3384 | -7.5507e-09 | 0 | 4380816.9785 | 4461247.3384 | -36675415.9467 | formula | 80430.3598 | 4380816.9785 | 0.33051
2046 | 11239259.368 | 6538168.5423 | 4701090.8257 | 0 | 4701090.8257 | -7.5507e-09 | 0 | 3818774.868 | 4701090.8257 | -31974325.121 | formula | 882315.9576 | 3818774.868 | 0.3118
2047 | 11617675.4666 | 6668931.9132 | 4948743.5535 | 0 | 4948743.5535 | -7.5507e-09 | 0 | 4003290.0315 | 4948743.5535 | -27025581.5675 | formula | 945453.5219 | 4003290.0315 | 0.29416
2048 | 12039627.6631 | 6802310.5514 | 5237317.1117 | 0 | 5237317.1117 | -7.5507e-09 | 0 | 4223739.5087 | 5237317.1117 | -21788264.4559 | formula | 1013577.6029 | 4223739.5087 | 0.27751
2049 | 12406704.7558 | 6938356.7624 | 5468347.9933 | 0 | 5468347.9933 | -7.5507e-09 | 0 | 4400601.0465 | 5468347.9933 | -16319916.4625 | formula | 1067746.9468 | 4400601.0465 | 0.2618
2050 | 12817873.203 | 7077123.8977 | 5740749.3053 | 0 | 5740749.3053 | -7.5507e-09 | 0 | 4612430.2729 | 5740749.3053 | -10579167.1572 | formula | 1128319.0324 | 4612430.2729 | 0.24698
2051 | 13074230.6671 | 7218666.3756 | 5855564.2914 | 0 | 5292434.0722 | -7.5507e-09 | 563130.2193 | 4699622.0171 | 5292434.0722 | -5286733.085 | formula | 1155942.2744 | 4699622.0171 | 0.233
2052 | 13372251.4867 | 7363039.7032 | 6009211.7835 | 3346836.2287 | 4818974.9235 | -7.5507e-09 | 1190236.86 | 1472138.6948 | 1472138.6948 | -3814594.3902 | formula | 1190236.86 | 4818974.9235 | 0.21981
2053 | 0 | 0 | 0 | 0 | -1.5101e-09 | -7.5507e-09 | 1.5101e-09 | 0 | 6.0406e-09 | -3814594.3902 | formula | 0 | 0 | 0.20737
2054 | 0 | 0 | 0 | 0 | -1.5101e-09 | -7.5507e-09 | 1.5101e-09 | 0 | 6.0406e-09 | -3814594.3902 | formula | 0 | 0 | 0.19563
2055 | 0 | 0 | 0 | 0 | -1.5101e-09 | -7.5507e-09 | 1.5101e-09 | 0 | 6.0406e-09 | -3814594.3902 | formula | 0 | 0 | 0.18456
2056 | 0 | 0 | 0 | 0 | -1.5101e-09 | -7.5507e-09 | 1.5101e-09 | 0 | 6.0406e-09 | -3814594.3902 | formula | 0 | 0 | 0.17411
2057 | 0 | 0 | 0 | 0 | -1.5101e-09 | -7.5507e-09 | 1.5101e-09 | 0 | 6.0406e-09 | -3814594.3902 | formula | 0 | 0 | 0.16425
2058 | 0 | 0 | 0 | 0 | -1.5101e-09 | -7.5507e-09 | 1.5101e-09 | 0 | 6.0406e-09 | -3814594.3902 | formula | 0 | 0 | 0.15496
Notes: All cash flows are nominal (real 2026 inputs indexed with inflation). CFADS = EBITDA - tax paid (levered tax incl. interest shield). Project FCF uses unlevered tax (no interest shield) and excludes debt service. Equity FCF = EBITDA - tax - CAPEX - debt service + debt drawdown. Debt is sized on CFADS with unlevered tax (column N), which avoids a circular reference.

## Outputs
OUTPUTS
KEY PROJECT METRICS
Project IRR (nominal) |  |  |  | Equity IRR (nominal) |  |  |  | Project NPV (nominal, at WACC)
1.562% |  |  |  | -0.313% |  |  |  | -46455202.608
% |  |  |  | % |  |  |  | €
Minimum DSCR |  |  |  | LCOE (real 2026 EUR, wind only) |  |  |  | PPA indifference price (PV)
1.3 |  |  |  | 47.9284 |  |  |  | 32.0711
x |  |  |  | €/MWh |  |  |  | €/MWh
|  |  |  | Levelised cost in real 2026 EUR/MWh: nominal wind and development CAPEX, OPEX, lease and decommissioning discounted at the nominal WACC, divided by discounted generation weighted with the inflation index. Pre-tax, BESS excluded. |  |  |  | Discounted merchant realised price over the PPA tenor on PPA volume. Fixed nominal EUR/MWh (or real 2026 EUR/MWh if the PPA is indexed). Excludes the effect on debt sizing; the break-even PPA price including debt sizing is in rows 28-32 (snapshot).
SCENARIO OUTPUT: 100 % PPA AT 50 EUR/MWh, DSCR 1.30x, WACC 6 % (SNAPSHOT: MARKET PRICE LEVEL x CAPTURE RATE)
Equity IRR (nominal) | Capture Low | Capture Base | Capture High |  | Project NPV (EUR, nominal) | Capture Low | Capture Base | Capture High
Price Low | -5.43% | -2.36% | -0.67% |  | Price Low | -55187688 | -51368358 | -47637412
Price Base | -2.16% | -0.31% | 0.87% |  | Price Base | -50998901 | -46455203 | -41937891
Price High | 0.22% | 1.57% | 2.62% |  | Price High | -44377868 | -38556019 | -32738297
Snapshot values: each cell is a full model run with the two Cover switches set to that combination (PPA mode Yes, PPA price 50 EUR/MWh, DSCR 1.30x, WACC 6 %). The PPA covers 2028-2042, so the scenarios only affect the merchant tail from 2043; debt sizing is identical in all nine runs. Live result of the active scenario: Key project metrics above.
SCENARIO OUTPUT: FULL MERCHANT, DSCR 1.60x, WACC 7 % (SNAPSHOT: MARKET PRICE LEVEL x CAPTURE RATE)
Equity IRR (nominal) | Capture Low | Capture Base | Capture High |  | Project NPV (EUR, nominal, at 7 % WACC) | Capture Low | Capture Base | Capture High
Price Low | -12.11% | -7.03% | -4.28% |  | Price Low | -131464696 | -117104081 | -102743465
Price Base | -6.57% | -3.41% | -1.05% |  | Price Base | -113919747 | -96050142 | -78245979
Price High | -2.49% | 0.1% | 2.14% |  | Price High | -91877948 | -70709432 | -50984131
Snapshot values: Cover!B15 = No, Inputs!B32 = 1.60, Inputs!B38 = 7 %, other inputs as Base case. NPV is discounted at 7 % and is therefore not directly comparable with the PPA grid (6 %); equity IRR is. Debt is small because merchant CFADS supports little leverage (Base/Base: EUR 25.8m, gearing 17 % vs 47 % with PPA). Low/Low: equity recovers only about 10 % of its investment (nominal); -12.1 % is the economically relevant IRR root (a second root below -50 % results from the decommissioning outflow).
BREAK-EVEN PPA PRICE (SNAPSHOT: BASE/BASE, 100 % PPA, 15 YEARS, FIXED NOMINAL, DSCR 1.30x, WACC 6 %)
Target | PPA price (EUR/MWh) | Project IRR | Equity IRR | Gearing | Minimum DSCR | Binding debt constraint
Project NPV = 0 | 70.35 | 6% | 7.48% | 72.2% | 1.3 | DSCR 1.30x
Equity IRR = target (10 %) | 73.94 | 6.78% | 10% | 75% | 1.33 | Gearing cap 75 %
Snapshot values: solved by iteration on Inputs!B40 (Goal Seek equivalent) with full model recalculation incl. DSCR debt re-sizing; tolerance 0.01 EUR/MWh. A live formula would only be approximate because NPV is not linear in the PPA price (tax losses, gearing cap). Base case PPA price 50 EUR/MWh: gap about 20-24 EUR/MWh. Reconciliation with the OX2 back-calculation (about 62-67 EUR/MWh): see Sources & Checks #9; method and iterations: #14. Reproducible in Excel desktop via Goal Seek (Outputs!I6 -> 0 or E6 -> 10 %, by changing Inputs!B40).
Real project IRR (selected scenario) | -0.4292%
Real equity IRR (selected scenario) | -2.268%
Active scenario | Price: Base / Capture: Base
ANNUAL CASH FLOW
Year | Project FCF | Equity FCF | Revenue | EBITDA | Debt service | DSCR
2026 | 0 | 0 | 0 | 0 | 0
2027 | -153000000 | -81578692.2086 | 0 | 0 | 0
2028 | 10025640 | 2313609.2308 | 14603400 | 10025640 | 7712030.7692 | 1.3
2029 | 9894184.8 | 2283273.4154 | 14563500 | 9894184.8 | 7610911.3846 | 1.3
2030 | 9800798.496 | 2261722.7298 | 14563500 | 9800798.496 | 7539075.7662 | 1.3
2031 | 9705544.4659 | 2239741.0306 | 14563500 | 9705544.4659 | 7465803.4353 | 1.3
2032 | 9648285.3552 | 2226527.3897 | 14603400 | 9648285.3552 | 7421757.9656 | 1.3
2033 | 9509283.0623 | 2194449.9375 | 14563500 | 9509283.0623 | 7314833.1249 | 1.3
2034 | 9408198.7236 | 2171122.7824 | 14563500 | 9408198.7236 | 7237075.9412 | 1.3
2035 | 9305092.6981 | 2147329.0842 | 14563500 | 9305092.6981 | 7157763.6139 | 1.3
2036 | 9239824.552 | 2132267.2043 | 14603400 | 9239824.552 | 7107557.3477 | 1.3
2037 | 9092653.0431 | 2098304.5484 | 14563500 | 9092653.0431 | 6994348.4947 | 1.3
2038 | 8983236.1039 | 2073054.4855 | 14563500 | 8983236.1039 | 6910181.6184 | 1.3
2039 | 8871630.826 | 2047299.4214 | 14563500 | 8871630.826 | 6824331.4046 | 1.3
2040 | 8797693.4425 | 2030236.9483 | 14603400 | 8797693.4425 | 6767456.4942 | 1.3
2041 | 8641679.3114 | 1994233.6872 | 14563500 | 8641679.3114 | 6647445.6241 | 1.3
2042 | 8523242.8976 | 1966902.2071 | 14563500 | 8523242.8976 | 6556340.6905 | 1.3
2043 | 4004149.2376 | 4004149.2376 | 10165211.482 | 4004149.2376 | -7.5507e-09
2044 | 4257805.5834 | 4257805.5834 | 10542089.0727 | 4257805.5834 | -7.5507e-09
2045 | 4380816.9785 | 4461247.3384 | 10871216.4975 | 4461247.3384 | -7.5507e-09
2046 | 3818774.868 | 4701090.8257 | 11239259.368 | 4701090.8257 | -7.5507e-09
2047 | 4003290.0315 | 4948743.5535 | 11617675.4666 | 4948743.5535 | -7.5507e-09
2048 | 4223739.5087 | 5237317.1117 | 12039627.6631 | 5237317.1117 | -7.5507e-09
2049 | 4400601.0465 | 5468347.9933 | 12406704.7558 | 5468347.9933 | -7.5507e-09
2050 | 4612430.2729 | 5740749.3053 | 12817873.203 | 5740749.3053 | -7.5507e-09
2051 | 4699622.0171 | 5292434.0722 | 13074230.6671 | 5855564.2914 | -7.5507e-09
2052 | 1472138.6948 | 1472138.6948 | 13372251.4867 | 6009211.7835 | -7.5507e-09
2053 | 0 | 6.0406e-09 | 0 | 0 | -7.5507e-09
2054 | 0 | 6.0406e-09 | 0 | 0 | -7.5507e-09
2055 | 0 | 6.0406e-09 | 0 | 0 | -7.5507e-09
2056 | 0 | 6.0406e-09 | 0 | 0 | -7.5507e-09
2057 | 0 | 6.0406e-09 | 0 | 0 | -7.5507e-09
2058 | 0 | 6.0406e-09 | 0 | 0 | -7.5507e-09

## BESS
BESS (STANDALONE, CO-LOCATED, EQUITY-FUNDED)
Battery at the wind farm site evaluated as a separate investment: grid-charged, merchant, 100 % equity, own cash flows and returns. Not part of the wind SPV cash flows, debt sizing or Outputs (Inputs B24/B47 stay 0). Inputs in real 2026 EUR, cash flows nominal (inflation Inputs!B63). Physical synergies with the wind farm (shared connection, charging curtailed wind, PPA shaping) are not modelled.
INPUTS
Parameter | Value | Unit | Source / reference | Status
Power capacity | 25 | MW | Own assumption | own assumption
Energy capacity | 50 | MWh | Project brief; 2-hour duration in line with Nordic practice (RaboResearch, "Backup power for Europe - part 8", Jul 2026: 1-2 h systems expected to dominate). | own assumption
Revenue scenario | Base | - | Switch Low / Base / High for the gross revenue rows below.
Gross revenue Low | 45000 | €/MW/year | Strong further saturation: Fingrid storage connection agreements could raise capacity to about 4 GW (Fingrid half-year report Jan-Jun 2026); installed about 1.5 GW (Solarplaza, Jul 2026). Real 2026 EUR, gross. | own assumption
Gross revenue Base | 65000 | €/MW/year | Clean Horizon Storage Index Finland, 2-hour BESS, June 2026: 89 kEUR/MW/yr gross (average-MW methodology since Jan 2026; 85 % RTE, 1.5 cycles/day; excl. grid fees, taxes and SOC costs). Base about 25 % below as lifetime average under further saturation (own assumption). cleanhorizon.com, accessed 2 Oct 2026. | own assumption
Gross revenue High | 89000 | €/MW/year | Clean Horizon Storage Index Finland, June 2026 level held flat in real terms. | source-based
Selected gross revenue | 65000 | €/MW/year | Formula: row selected in B8.
Energy trading share of revenue | 80% | % of gross revenue | Clean Horizon Storage Index, Feb 2026: energy trading about 80 % of total revenues of a 2-hour BESS in Finland. Used for the revenue split only. | source-based
Cycles | 547.5 | cycles/year | Clean Horizon index reference: 1.5 cycles/day. Degradation not modelled (own simplification). | source-based
Round-trip efficiency | 85% | % | Clean Horizon index methodology (85 % at grid connection point). Drives grid energy fees only. | source-based
CAPEX before co-location saving | 287 | €/kWh | Modo Energy, 2026 Capex Survey (9 Sep 2026): global median total capex of 2-hour projects USD 325k/MWh; converted at EUR/USD 1.1308 (2025 average) = about 287 EUR/kWh (own calculation). Share of grid connection not disclosed. | source-based
Co-location CAPEX saving | 0% | % of CAPEX | Base 0 (conservative). A shared substation and connection with the wind farm could lower CAPEX; Modo notes grid connection costs explain much of the capex difference between markets. Sensitivity 10 % (own assumption). | own assumption
O&M and insurance | 1.5% | % of CAPEX per year | Own assumption; no Nordic benchmark found. | to verify
Optimiser / route-to-market fee | 8% | % of gross revenue | Own assumption; revenue-share terms not checked. | to verify
Fingrid capacity fee (input + output) | 2274 | €/MW/year | Fingrid main grid service fees 2026: energy storages 94.75 EUR/MW per month each for grid input and grid output = 2 x 1,137 EUR/MW/yr (fingrid.fi, accessed 2 Oct 2026). | verified
Fingrid energy fee, charging | 1.07 | €/MWh charged | Fingrid 2026: main grid output fee 1.07 EUR/MWh. | verified
Fingrid energy fee, discharging | 0.71 | €/MWh discharged | Fingrid 2026: main grid input fee 0.71 EUR/MWh. | verified
Operating life | 15 | years | Link to Inputs B51 (project brief, about 15 years). One battery life evaluated, no replacement.
Tax depreciation rate (declining balance) | 25% | % | Finnish machinery and equipment, max. 25 % declining balance (to verify for BESS); remaining book value written off in the last operating year (own simplification). | to verify
Discount rate (nominal) | 7% | % | Merchant WACC of the wind model (Inputs G38). Pure equity funding would justify a higher rate; 7 % kept for comparability (own assumption). | own assumption
COD | 2028 | year | Link: same COD as the wind farm; CAPEX in the year before COD.
Inflation rate | 2% | % p.a. | Link to Inputs B63.
Corporate income tax rate | 20% | % | Link to Inputs B29.
Initial CAPEX (real 2026 EUR) | 14350000 | € | Formula: CAPEX x energy capacity x (1 - co-location saving).
RESULTS (SELECTED SCENARIO, NOMINAL)
Initial CAPEX (nominal) | 14637000
NPV at discount rate (B25) | -2458845.9408
IRR after tax (nominal) | 4.052%
IRR after tax (real) | 2.012%
Payback year (undiscounted, nominal incl. inflation; ignores cost of capital) | 2038
Average annual EBITDA (operating years) | 1411883.3131
Discounted payback year (at discount rate B25) | not within life
SCENARIO SNAPSHOT (EACH ROW A FULL RUN)
Case | Gross revenue (€/MW/yr) | NPV at 7 % (€) | IRR nominal | Payback year
Low | 45000 | -6536867 | -1.47% | not within life
Base | 65000 | -2458846 | 4.05% | 2038
High | 89000 | 2113161 | 9.37% | 2035
Base + co-location saving 10 % | 65000 | -1045990 | 5.63% | 2037
Break-even (NPV = 0 at 7 %) | 77815 | 0 | 7% | 2036
Snapshot values: each row is a full recalculation with B8 (and B17 or B10) set as stated; other inputs as above. Break-even: gross revenue at which NPV = 0 at 7 %, solved by iteration on B10 (tolerance 50 EUR/MW/yr). Today's level (89 kEUR/MW/yr, Clean Horizon June 2026) clears the hurdle; a saturation-driven decline of more than about 13 % does not.
CAPEX SAVING x GROSS REVENUE (SNAPSHOT, EACH CELL A FULL RUN)
NPV at 7 % (€) | Revenue Low 45 kEUR/MW/yr | Revenue Base 65 kEUR/MW/yr | Revenue High 89 kEUR/MW/yr | Break-even revenue (€/MW/yr, NPV = 0)
CAPEX saving 0 % | -6536867 | -2458846 | 2113161 | 77815
CAPEX saving 10 % | -4962373 | -1045990 | 3486002 | 70480
CAPEX saving 20 % | -3511701 | 351484 | 4847482 | 63145
IRR nominal | Revenue Low 45 kEUR/MW/yr | Revenue Base 65 kEUR/MW/yr | Revenue High 89 kEUR/MW/yr
CAPEX saving 0 % | -1.47% | 4.05% | 9.37%
CAPEX saving 10 % | 0.08% | 5.63% | 11.25%
CAPEX saving 20 % | 1.58% | 7.5% | 13.47%
Snapshot values from runs with B8/B10 (revenue) and B17 (CAPEX saving) set as stated, other inputs as above. CAPEX savings of 10 % and 20 % are own assumptions (share of grid connection in BESS CAPEX not verified). Rule of thumb: each 10 % CAPEX saving lowers the break-even revenue by about 7.3 kEUR/MW/yr.
ANNUAL CASH FLOW (NOMINAL EUR)
Year | Operating flag | Inflation index | Gross revenue | of which energy trading | of which ancillary | Optimiser fee | Grid fees (Fingrid) | O&M and insurance | EBITDA | CAPEX | Tax depreciation | Tax book value (closing) | Taxable result before losses | Tax losses carried (closing) | Taxable income | Tax | Free cash flow | Discount factor | Cumulative FCF | Cumulative discounted FCF
2026 | 0 | 1 | 0 | 0 | 0 | 0 | 0 | 0 | 0 | 0 | 0 | 0 | 0 | 0 | 0 | 0 | 0 | 1 | 0 | 0
2027 | 0 | 1.02 | 0 | 0 | 0 | 0 | 0 | 0 | 0 | -14637000 | 0 | 14637000 | 0 | 0 | 0 | 0 | -14637000 | 0.93458 | -14637000 | -13679439.2523
2028 | 1 | 1.0404 | 1690650 | 1352520 | 338130 | -135252 | -106809.6098 | -223946.1 | 1224642.2902 | 0 | 3659250 | 10977750 | -2434607.7098 | 2434607.7098 | 0 | 0 | 1224642.2902 | 0.87344 | -13412357.7098 | -12609789.2478
2029 | 1 | 1.0612 | 1724463 | 1379570.4 | 344892.6 | -137957.04 | -108945.802 | -228425.022 | 1249135.136 | 0 | 2744437.5 | 8233312.5 | -1495302.364 | 3929910.0738 | 0 | 0 | 1249135.136 | 0.8163 | -12163222.5738 | -11590122.8884
2030 | 1 | 1.0824 | 1758952.26 | 1407161.808 | 351790.452 | -140716.1808 | -111124.7181 | -232993.5224 | 1274117.8387 | 0 | 2058328.125 | 6174984.375 | -784210.2863 | 4714120.3601 | 0 | 0 | 1274117.8387 | 0.7629 | -10889104.7351 | -10618104.4896
2031 | 1 | 1.1041 | 1794131.3052 | 1435305.0442 | 358826.261 | -143530.5044 | -113347.2124 | -237653.3929 | 1299600.1955 | 0 | 1543746.0938 | 4631238.2812 | -244145.8983 | 4958266.2584 | 0 | 0 | 1299600.1955 | 0.71299 | -9589504.5397 | -9691507.5114
2032 | 1 | 1.1262 | 1830013.9313 | 1464011.145 | 366002.7863 | -146401.1145 | -115614.1567 | -242406.4607 | 1325592.1994 | 0 | 1157809.5703 | 3473428.7109 | 167782.6291 | 4790483.6294 | 0 | 0 | 1325592.1994 | 0.66634 | -8263912.3403 | -8808209.4574
2033 | 1 | 1.1487 | 1866614.2099 | 1493291.3679 | 373322.842 | -149329.1368 | -117926.4398 | -247254.59 | 1352104.0434 | 0 | 868357.1777 | 2605071.5332 | 483746.8656 | 4306736.7637 | 0 | 0 | 1352104.0434 | 0.62275 | -6911808.2969 | -7966187.0134
2034 | 1 | 1.1717 | 1903946.4941 | 1523157.1953 | 380789.2988 | -152315.7195 | -120284.9686 | -252199.6818 | 1379146.1242 | 0 | 651267.8833 | 1953803.6499 | 727878.2409 | 3578858.5228 | 0 | 0 | 1379146.1242 | 0.58201 | -5532662.1727 | -7163511.4126
2035 | 1 | 1.1951 | 1942025.424 | 1553620.3392 | 388405.0848 | -155362.0339 | -122690.668 | -257243.6754 | 1406729.0467 | 0 | 488450.9125 | 1465352.7374 | 918278.1342 | 2660580.3885 | 0 | 0 | 1406729.0467 | 0.54393 | -4125933.126 | -6398344.0174
2036 | 1 | 1.219 | 1980865.9325 | 1584692.746 | 396173.1865 | -158469.2746 | -125144.4813 | -262388.5489 | 1434863.6277 | 0 | 366338.1844 | 1099014.5531 | 1068525.4433 | 1592054.9452 | 0 | 0 | 1434863.6277 | 0.50835 | -2691069.4983 | -5668932.108
2037 | 1 | 1.2434 | 2020483.2511 | 1616386.6009 | 404096.6502 | -161638.6601 | -127647.371 | -267636.3199 | 1463560.9002 | 0 | 274753.6383 | 824260.9148 | 1188807.2619 | 403247.6833 | 0 | 0 | 1463560.9002 | 0.47509 | -1227508.5981 | -4973604.8672
2038 | 1 | 1.2682 | 2060892.9162 | 1648714.3329 | 412178.5832 | -164871.4333 | -130200.3184 | -272989.0463 | 1492832.1182 | 0 | 206065.2287 | 618195.6861 | 1286766.8895 | 0 | 883519.2062 | -176703.8412 | 1316128.277 | 0.44401 | 88619.6789 | -4389228.1723
2039 | 1 | 1.2936 | 2102110.7745 | 1681688.6196 | 420422.1549 | -168168.862 | -132804.3247 | -278448.8272 | 1522688.7606 | 0 | 154548.9215 | 463646.7646 | 1368139.8391 | 0 | 1368139.8391 | -273627.9678 | 1249060.7928 | 0.41496 | 1337680.4716 | -3870912.3501
2040 | 1 | 1.3195 | 2144152.99 | 1715322.392 | 428830.598 | -171532.2392 | -135460.4112 | -284017.8037 | 1553142.5358 | 0 | 115911.6911 | 347735.0734 | 1437230.8446 | 0 | 1437230.8446 | -287446.1689 | 1265696.3669 | 0.38782 | 2603376.8385 | -3380053.4771
2041 | 1 | 1.3459 | 2187036.0498 | 1749628.8398 | 437407.21 | -174962.884 | -138169.6195 | -289698.1598 | 1584205.3865 | 0 | 86933.7684 | 260801.3051 | 1497271.6181 | 0 | 1497271.6181 | -299454.3236 | 1284751.0629 | 0.36245 | 3888127.9014 | -2914400.5681
2042 | 1 | 1.3728 | 2230776.7708 | 1784621.4166 | 446155.3542 | -178462.1417 | -140933.0119 | -295492.123 | 1615889.4942 | 0 | 260801.3051 | 0 | 1355088.1892 | 0 | 1355088.1892 | -271017.6378 | 1344871.8564 | 0.33873 | 5232999.7578 | -2458845.9408
2043 | 0 | 1.4002 | 0 | 0 | 0 | 0 | 0 | 0 | 0 | 0 | 0 | 0 | 0 | 0 | 0 | 0 | 0 | 0.31657 | 5232999.7578 | -2458845.9408
2044 | 0 | 1.4282 | 0 | 0 | 0 | 0 | 0 | 0 | 0 | 0 | 0 | 0 | 0 | 0 | 0 | 0 | 0 | 0.29586 | 5232999.7578 | -2458845.9408
2045 | 0 | 1.4568 | 0 | 0 | 0 | 0 | 0 | 0 | 0 | 0 | 0 | 0 | 0 | 0 | 0 | 0 | 0 | 0.27651 | 5232999.7578 | -2458845.9408
2046 | 0 | 1.4859 | 0 | 0 | 0 | 0 | 0 | 0 | 0 | 0 | 0 | 0 | 0 | 0 | 0 | 0 | 0 | 0.25842 | 5232999.7578 | -2458845.9408
2047 | 0 | 1.5157 | 0 | 0 | 0 | 0 | 0 | 0 | 0 | 0 | 0 | 0 | 0 | 0 | 0 | 0 | 0 | 0.24151 | 5232999.7578 | -2458845.9408
2048 | 0 | 1.546 | 0 | 0 | 0 | 0 | 0 | 0 | 0 | 0 | 0 | 0 | 0 | 0 | 0 | 0 | 0 | 0.22571 | 5232999.7578 | -2458845.9408
2049 | 0 | 1.5769 | 0 | 0 | 0 | 0 | 0 | 0 | 0 | 0 | 0 | 0 | 0 | 0 | 0 | 0 | 0 | 0.21095 | 5232999.7578 | -2458845.9408
2050 | 0 | 1.6084 | 0 | 0 | 0 | 0 | 0 | 0 | 0 | 0 | 0 | 0 | 0 | 0 | 0 | 0 | 0 | 0.19715 | 5232999.7578 | -2458845.9408
2051 | 0 | 1.6406 | 0 | 0 | 0 | 0 | 0 | 0 | 0 | 0 | 0 | 0 | 0 | 0 | 0 | 0 | 0 | 0.18425 | 5232999.7578 | -2458845.9408
2052 | 0 | 1.6734 | 0 | 0 | 0 | 0 | 0 | 0 | 0 | 0 | 0 | 0 | 0 | 0 | 0 | 0 | 0 | 0.1722 | 5232999.7578 | -2458845.9408
2053 | 0 | 1.7069 | 0 | 0 | 0 | 0 | 0 | 0 | 0 | 0 | 0 | 0 | 0 | 0 | 0 | 0 | 0 | 0.16093 | 5232999.7578 | -2458845.9408
2054 | 0 | 1.741 | 0 | 0 | 0 | 0 | 0 | 0 | 0 | 0 | 0 | 0 | 0 | 0 | 0 | 0 | 0 | 0.1504 | 5232999.7578 | -2458845.9408
2055 | 0 | 1.7758 | 0 | 0 | 0 | 0 | 0 | 0 | 0 | 0 | 0 | 0 | 0 | 0 | 0 | 0 | 0 | 0.14056 | 5232999.7578 | -2458845.9408
2056 | 0 | 1.8114 | 0 | 0 | 0 | 0 | 0 | 0 | 0 | 0 | 0 | 0 | 0 | 0 | 0 | 0 | 0 | 0.13137 | 5232999.7578 | -2458845.9408
2057 | 0 | 1.8476 | 0 | 0 | 0 | 0 | 0 | 0 | 0 | 0 | 0 | 0 | 0 | 0 | 0 | 0 | 0 | 0.12277 | 5232999.7578 | -2458845.9408
2058 | 0 | 1.8845 | 0 | 0 | 0 | 0 | 0 | 0 | 0 | 0 | 0 | 0 | 0 | 0 | 0 | 0 | 0 | 0.11474 | 5232999.7578 | -2458845.9408

## Checks
CHECKS
MODEL INTEGRITY
Check | Result | Status | Comment | Overall status | TEMPLATE / INFO
Missing core CAPEX input | OK | PASS | CAPEX should be sourced before valuation.
Missing fixed OPEX input | OK | PASS | OPEX should be sourced before valuation.
Missing market prices (selected scenario) | OK | PASS | Price anchors in Inputs 68 and 70-78 (start value, 2030/2040/2050 for Low/Base/High). The 2028 anchor (row 69) is optional.
Missing capture rates | OK | PASS | Low/Base/High capture rates in Inputs 79-81.
Tax rate populated | OK | PASS | Verify Finnish tax rate.
Debt schedule repaid | OK | PASS | DSCR-sculpted schedule; closing debt at the end of the horizon must be zero (INFO while no debt is sized).
PPA indifference price | OK | PASS | PV-based price (excl. debt-sizing effect). Break-even incl. debt effect: Outputs rows 28-32 (snapshot).
Timeline fits model horizon | OK | PASS | COD >= 2027 and last operating year <= 2058 (horizon 2026-2058).
Revenue volumes reconcile | OK | PASS | Revenue-tab MWh must equal Production-tab net exported MWh.
Sources = uses | OK | PASS | Debt + equity must equal initial CAPEX.
DSCR at or above target | OK | PASS | Minimum DSCR vs target (INFO while no debt is sized).
No negative amortisation | OK | PASS | Sculpted principal must not be negative (debt service must cover interest).
Debt tenor within asset life | OK | PASS | Debt repayment window must not exceed the economic life.
Capture rates plausible | OK | PASS | Capture rates are fractions (0.65 = 65 %), range 0 to 1.5.
PPA price entered | OK | PASS | Required when PPA mode = Yes.
BESS inputs consistent | OK | PASS | If BESS MWh > 0, BESS power (MW) and BESS CAPEX are required.
Tax losses used by end of horizon | OK | PASS | Unused tax losses remain at the end of the horizon; loss expiry is not modelled.
Inputs marked 'to verify' | OK | PASS | Open items: 0 parameters still marked to verify (Inputs!E).
Equity IRR vs target | INFO | INFO | Result flag, not an integrity check: equity IRR compared with the target equity IRR.
Inflation assumption entered | OK | PASS | Real 2026 inputs are indexed with this rate; WACC and debt rate must be nominal.
Snapshot PPA grid current | OK | PASS | Compares live NPV with Outputs H17 (Base/Base, 100 % PPA at 50 EUR/MWh, DSCR 1.30, WACC 6 %). STALE: an input changed since the snapshot; re-run Outputs rows 14-32. N/A in other settings.
Snapshot merchant grid current | N/A | INFO | Compares live NPV with Outputs H24 (Base/Base merchant, DSCR 1.60, WACC 7 %). STALE: re-run the merchant grid. N/A in other settings.
Snapshot BESS current | OK | PASS | Compares live BESS NPV with BESS C42 (Base, no CAPEX saving). STALE: re-run BESS rows 41-56. N/A in other settings.
SOURCE / ASSUMPTION STATUS LEGEND
Verified / source-based
Own assumption / to verify
User input
Formula

## Sources & Checks
SOURCES & CHECKS
Validation of inputs and results against independent sources and hand calculations, plus a log of how AI was used. Status categories as in Inputs column E: verified / source-based / own assumption / to verify. Model v1.8, Oct 2026.
A. VALIDATION CHECKS
# | Check | Comparison / method | Result | Conclusion for the model | Source(s) | Status
1 | Wind data: Fingrid vs ENTSO-E | Finnish wind generation from Fingrid open data (dataset 75) compared with ENTSO-E Actual Generation per Production Type (FI, wind onshore), 15-minute and hourly, 2023 to Sep 2026: deviation, correlation, share of identical values, runs of repeated values. | 2024-2026: deviation about 0.5-1.6 %, correlation > 0.999, no break at 21 Feb 2024. 2023: Fingrid shows frozen values Jun-Sep (up to 65 % of hours in July; ENTSO-E 0-0.4 %). Impact: capture rate 2023 72.3 % vs 71.6 %, capacity factor 2023 26.9 % vs 27.4 %; 2024-2026 unchanged. | ENTSO-E used as primary wind source (no missing hours or quarter-hours; Fingrid series had 358 gaps), Fingrid as cross-check. Base capture rate (2025 and last 12 months) not affected. The sources are not independent: ENTSO-E data for Finland are reported by Fingrid as TSO (identical values 58 % in 2025, 72 % in 2026), so the check detects transfer errors but not errors in Fingrid's own measurement. | Fingrid open data, dataset 75 (data.fingrid.fi); ENTSO-E Transparency Platform, Actual Generation per Production Type (transparency.entsoe.eu); both accessed 1 Oct 2026. Own Python analysis. | source-based
2 | Capture rate vs KYOS | KYOS fundamental model, Finland 2027-2036: onshore wind capture price divided by baseload price, compared with model base capture rate. KYOS baseload compared with the model base price path (Prices B, average 2027-2036). | 36.1 / 60.0 EUR/MWh = implied capture rate 60.2 % vs model base 60 % (own calculation). KYOS baseload about 6-12 EUR/MWh above the model base path (48.2 EUR/MWh real 2026, 53.6 nominal; own calculation); range depends on the KYOS price basis, which is not stated. | Base capture rate consistent with an independent fundamental model. Model base price path is conservative relative to KYOS | KYOS PPA Insights No. 19 (Jun 2026), Finland, 2027-2036; model Prices B8:B40 | source-based
3 | Futures vs Lampela (2030) | EEX Cal-30 FI base future converted to real 2026 EUR vs Lampela (2023) Base 2030 (model v27, scenario x1,2). | 48.67 vs 39.0 EUR/MWh: futures about 10 EUR/MWh higher. | Near-term path uses futures (market view), Lampela only from 2040; the thesis likely understates today's price level (see Inputs A83). | EEX market data, trading day 1 Oct 2026; Lampela, S. (2023), Tampere University, Table 5.2. | source-based
4 | LCOE bridge to IRENA | Model LCOE bridged to IRENA (2026) Finland onshore wind 2025 by replacing model inputs step by step with IRENA values (real annuity formula, see #5). EUR/USD 1.1308 (2025 average) | Model 47.9 -> TIC 1,480 USD/kW = 1,309 EUR/kW: 43.6 -> capacity factor 34 %: 42.7 -> real WACC 3.0 %: 40.0 EUR/MWh vs IRENA 44 USD/MWh = 38.9 EUR/MWh; residual 1.1 EUR/MWh (own calculation) | Difference fully explained by assumptions, no model error. Model is about 9 EUR/MWh above IRENA mainly due to higher CAPEX (2026 FID level vs 2025 commissioning) and higher WACC: conservative. Residual consistent with implied IRENA O&M of about 41 EUR/kW/yr (model 44), price year (2025 USD vs real 2026 EUR) and lifetime. IRENA WACC for Finland and economic life not stated in the report; 3 % real (IRENA ch. 1, fully contracted projects in mature markets) and 25 years assumed (to verify) | IRENA (2026), Renewable power generation costs in 2025, Fig. 2.4 (p. 47), Fig. 2.8 (p. 53), Fig. 2.11 (p. 57), ch. 1 (p. 29); EUR/USD 2025 average 1.1308 (poundsterlinglive.com, accessed 2 Oct 2026). | source-based
5 | LCOE hand calculation | Real annuity: CAPEX 1,500 EUR/kW x CRF (25 years, real WACC (1.06/1.02 - 1) = 3.92 %) = 95.2 EUR/kW/yr, plus OPEX and lease 44 EUR/kW/yr; divided by 8,760 h x 35 % x (1 - 5 %) = 2.91 MWh/kW/yr. Decommissioning and construction-year indexation ignored. | About 47.8 vs model 47.9 EUR/MWh (Outputs E10). | LCOE formula in Outputs E10 confirmed. Earlier hand check (about 54 EUR/MWh) related to a previous input set and is superseded. | Own calculation from Inputs B8, B10, B11, B14, B19, B21, B38, B63. | verified
6 | Back-calculation OX2 | Model run with OX2 parameters (CAPEX about 1.48 EUR m/MW, capacity factor 38.7 %) to find the PPA price that meets the target return. | Required PPA price about 62-67 EUR/MWh. | Indicates the price level of the hyperscaler PPAs behind recent Finnish FIDs. Own derivation, actual PPA prices not published. | OX2 press releases 1 Apr 2025 and 16 Dec 2025 (see Inputs D10, D14, D43); own model runs. | own assumption
7 | WACC via CAPM | CAPM cost of equity plus after-tax cost of debt at 47 % gearing. | About 5.9 % nominal after tax. | 6 % used for the PPA case, 7 % for merchant. Cross-check IRENA (2026): about 3 % real for contracted projects. | Trading Economics (FI 10Y, 18 Aug 2026); Damodaran (ERP and unlevered beta, Jan 2026); see Inputs D38. | source-based
8 | Curtailment vs contract structure | Value of 5 % curtailment at the PPA price compared with the price difference between PPAs with and without settlement in negative-price hours. | 5 % x 50 EUR/MWh = about 2.5 EUR/MWh vs at least about 3 EUR/MWh (Modo) and 2-5 % of the PPA price = about 1-2.5 EUR/MWh at 50 EUR/MWh (Ecohz; own conversion). | 5 % curtailment is a reasonable proxy for a PPA without settlement in negative-price hours; vary curtailment only together with a lower PPA price. Both references are Spanish solar PPAs; the Nordic effect may be smaller (hydro flexibility, Volt Power Analytics via Ecohz), although Finland had the most negative-price hours in the EU in 2023 and 2024 (Montel via Ecohz). Proxy only | Modo Energy, 'PPAs in a time of negative prices: Lessons from Spain', 22 Oct 2025, https://modoenergy.com/research/en/ppa-contracts-spain-negative-prices-settlement-zero-floor-remuneration; Ecohz, 'Negative electricity prices: what is their impact on PPAs?', 29 Jan 2025 (updated 25 Nov 2025), https://www.ecohz.com/blog/negative-electricity-prices-impact-on-ppa; both accessed 2 Oct 2026. | source-based
9 | Break-even PPA price vs OX2 | Break-even PPA price of the model (Outputs rows 28-32) compared with the OX2 back-calculation (#6). | Model: 70.35 (NPV = 0) and 73.94 EUR/MWh (equity IRR 10 %) vs OX2 about 62-67 EUR/MWh. | Gap explained by higher CAPEX (1,500 vs about 1,480 EUR/kW), lower capacity factor (35 % vs 38.7 %) and the scale of a 472 MW portfolio. Deck wording: 100 MW greenfield needs about 70-74 EUR/MWh. | Own model runs (v1.5 Base/Base, 2 Oct 2026); #6. | own assumption
10 | Recalculation reproduces Excel | Full recalculation of the workbook in LibreOffice compared with the values cached by Excel. | Identical (Base/Base NPV EUR -46,455,203; equity IRR -0.31 %). | Scripted scenario runs give the same results as Excel. | Own check, v1.5 file of 2 Oct 2026. | verified
11 | IRR cross-check | Excel IRR() compared with an independent root search on the same cash flows (Python, Brent method). | Identical in all cases where Excel converged; without a start value Excel returned no IRR in 7 of 18 scenario runs. | Start value -5 % added to Outputs A6/E6 (Changelog #21); all 18 runs now converge in Excel. Merchant Low/Low has two roots; -12.1 % is the relevant one. | Own check, 2 Oct 2026. | verified
12 | Plausibility of break-even | At NPV = 0 the project IRR must equal the WACC; equity IRR compared with the CAPM cost of equity. | Project IRR 6.0 % = WACC; equity IRR 7.5 % vs cost of equity about 7.0 %. At 10 % equity IRR the gearing cap binds (min. DSCR 1.33x). | Break-even results are internally consistent. Above a project IRR of 5.75 % (debt rate) leverage becomes positive. | Own check; Inputs D38, D39. | verified
13 | Integrity of scenario runs | All 18 snapshot runs (PPA and merchant grids) checked for formula errors and model checks. | 0 formula errors; no FAIL in the Checks tab in any run. | Snapshot grids in Outputs rows 14-26 are usable. | Own check, 2 Oct 2026. | verified
14 | Break-even PPA price: method | Goal Seek equivalent outside Excel: Inputs!B40 set by script, full workbook recalculation in LibreOffice (incl. tax, DSCR debt sizing and gearing cap), Brent root search on Outputs!I6 = 0 and on equity IRR = 10 % (IRR of Cashflow!J5:J37), tolerance 0.01 EUR/MWh. NPV iterations: 50.00 / 90.00 / 70.74 / 70.35 EUR/MWh; equity IRR iterations: 66.87 / 78.19 / 73.72 / 73.94 EUR/MWh. | 70.35 EUR/MWh (NPV EUR +7k) and 73.94 EUR/MWh (equity IRR 10.00 %). Linear approximation formula (after tax, PV of PPA volume) gives 71.74 EUR/MWh (+1.4). | Snapshot in Outputs rows 28-32 is exact within tolerance. Linear formula not used because tax losses and the gearing cap make NPV non-linear in the PPA price. Reproducible in Excel desktop via Goal Seek (not available in Excel for the web). | Own calculation, 2 Oct 2026 (Python/openpyxl, LibreOffice); model v1.5 Base/Base. Goal Seek availability: Microsoft Support, "Use Goal Seek to find the result you want by adjusting an input value" (accessed 2 Oct 2026). | verified
15 | Tornado and sensitivities: reproduction | Single-lever runs around the Base case (bands from Inputs notes) and selected sensitivities, full recalculation in LibreOffice on v1.8.1.1. | Base case reproduced to the euro; all tornado spreads reproduced (PPA price 132.6, CAPEX 35.7, OPEX 35.1, capacity factor 25.1, WACC 20.3, PPA volume 15.3, curtailment 12.4, debt rate 5.5 EUR m NPV). PPA tenor 20 years +5.0 EUR m; tax rate 18 % +0.2 EUR m. | Tornado values usable for deck and memo; not stored in the model (chart built outside Excel) | Own model runs, 4 Oct 2026 | verified
16 | Break-even PPA price vs CAPEX and capacity factor | 12 points (CAPEX 1,250–1,650 EUR/kW × CF 35 % / 38.7 %), secant iteration on Inputs!B40 to NPV = 0 with full recalculation | CF 35 %: 60.8–76.1 EUR/MWh; CF 38.7 %: 53.8–67.7 EUR/MWh; OX2-type about 62 | −100 EUR/kW CAPEX ≈ −3.5 to −3.8 EUR/MWh; CF +3.7 pp ≈ −8 EUR/MWh | Own model runs, 4 Oct 2026 | verified
B. AI USE AND VALIDATION
# | Area | How AI was used (Claude, Anthropic) | How the output was validated | Responsibility
a | Model structure and formulas | Review of the template, proposals and implementation of structural corrections in agreed versions (see Changelog). | Integrity checks (Checks tab), full recalculation with 0 formula errors, hand calculation of LCOE (#5), recalculation test (#10). | Each structural change approved by the author before a new version was built.
b | Source research | Web search for market data, regulation, cost and financing references. | Values entered by the author after reading the source; source and access date in Inputs D, status in Inputs E; unconfirmed figures marked own assumption or to verify. | Author.
c | Data analysis (prices, wind) | Mainly AI coded python scripts | Checked if python scripts perform intended calculations, by spotchecking numbers manually where possible and checking the code. Cross-check of data sources (#1) and against KYOS (#2). | Claude for code, Author for input data and results
d | Scenario runs and break-even | Scripted model runs (Python/openpyxl with LibreOffice recalculation): 18 scenario snapshots and the break-even iteration. | Reproduction of Excel results (#10), independent IRR check (#11), plausibility (#12), integrity (#13). PPA grid entered by the author; merchant grid and break-even written in v1.6 and recalculated live in Excel.BESS snapshots and CAPEX-saving grid (v1.7/v1.8) cross-checked against an independent Python replica (identical to the euro) | Author reviews all figures before use in deck and memo.
e | Text in the model | Drafting of notes, check descriptions and changelog entries in English. | Every figure in the notes traced to a cell or a cited source. | Author.

## Changelog
CHANGELOG
# | Tab / range | Issue found in v1.0 / change request | Change
1 | Revenue!B5:B34 | Generation linked to Production rows offset by 3 years (e.g. 2027 pulled 2030); last 3 years had 0 MWh. | Rows aligned one-to-one (Revenue row r = Production row r).
2 | Taxes!B | 'EBITDA' column pulled Cashflow revenue (column B). | Now links to Cashflow EBITDA (column D).
3 | Cashflow!F, I | CFADS was already after tax, then tax was deducted again in Project FCF; Project FCF also deducted debt service. | Project FCF = EBITDA - unlevered tax - CAPEX. Equity FCF = EBITDA - tax - CAPEX - debt service + drawdown.
4 | Outputs!G26:G55 | DSCR chart column contained invalid references and showed name errors. | Linked to Financing DSCR column, one row per year.
5 | Outputs!I10 | PPA indifference price was a hard NA() placeholder that showed a not-available error. | PV-based indifference price (excl. debt-sizing effect); 'n/a' while prices are missing.
6 | All time-series tabs | No construction year, CAPEX and depreciation fixed at 0, lifetime and COD not used. | Horizon 2026-2056 (31 rows). Construction year = COD - 1; operating flags driven by COD and lifetime; CAPEX, replacement and decommissioning in Cashflow.
7 | Prices, Inputs | PPA was a Yes/No switch only. | PPA volume share and tenor added (Inputs 43-44); blended revenue price.
8 | Production, Revenue, Inputs | BESS had MWh only, no power, revenue or lifetime. | Simplified BESS stack (arbitrage margin, reserve revenue, OPEX, life, replacement); grid-charged, memo volumes.
9 | Financing | Debt schedule was a placeholder with zero debt. | DSCR-sculpted sizing on CFADS with unlevered tax (non-circular), gearing cap, schedule, DSCR.
10 | Taxes | Interest fully deductible; depreciation 0. | Declining-balance depreciation, interest deduction cap (25 % of EBITDA above EUR 500k), unlevered tax block.
11 | Production!D | 8760 hours in every year. | Leap years use 8784 hours.
12 | Outputs | LCOE was undiscounted; DSCR showed 0.0x without debt; IRR cells unformatted. | Discounted wind-only LCOE; 'n/a' without debt; percent formats.
13 | Checks | Only input-presence checks. | Added integrity checks (timeline, volumes, sources = uses, DSCR, amortisation, tenor, PPA, BESS, tax losses, open items).
14 | Inputs 63-64, Prices N:O | Prices, WACC and debt rate had no common price basis (nominal rates, unindexed prices). | Inflation input and index (2026 = 1). Market prices and capture-based revenue entered in real 2026 EUR and indexed to nominal; PPA price fixed nominal or indexed (switch).
15 | Revenue, Cashflow, Financing | Costs were not indexed; CAPEX in construction year had no price basis. | OPEX, lease, variable OPEX, BESS revenue, replacement CAPEX and decommissioning indexed. Initial CAPEX indexed to the construction year.
16 | Outputs | LCOE and IRR reported on one basis only. | LCOE in real 2026 EUR/MWh; nominal IRR and NPV plus real (deflated) IRR in Outputs rows 22-23.
17 | Cover B16:B17, Prices P:R, Outputs 14-23 | Single scenario switch (capture only); real IRR lines sat inside the scenario table. | Two independent switches: capture-rate scenario and market price scenario (Base in column B, Low in P, High in Q). Outputs: 3x3 snapshot grids (equity IRR, project NPV) to be filled by scenario runs; real IRR lines moved below.
18 | All time-series tabs, Outputs, Checks | Horizon ended in 2056; the 30-year case with COD 2028 (last year 2057) did not fit. | Horizon extended by two years to 2058 (33 rows: 2026-2058). Summary ranges, checks, chart and notes moved with it. Input values untouched.
19 | Inputs 66-83, Prices B, C:E, J:K, P:Q, T6:X12, Checks B7/B8/B22, Cover B10 | Market price paths (33 years x 3) and capture rates (3 identical columns) were hard inputs in Prices without a source and status per value; the Prices status column was not counted in Checks. | Price anchors (2026 observed, optional 2028 futures, 2030/2040/2050 per scenario from Lampela 2023) and Low/Base/High capture rates moved to Inputs with source and status. Prices interpolates linearly between anchors (T8:T12) and holds real prices flat after 2050; capture columns link to Inputs; J:K point to Inputs. Checks 7, 8 and 22 updated.
20 | Prices J:K | Columns J:K only pointed to Inputs | Deleted; all references shifted (Low N, High O, selected P, anchors R6:V12). Results unchanged.
21 | Outputs A6, E6 | IRR() did not converge for strongly negative returns (no result in 7 of 18 scenario runs). | Start value -5 % added: IRR(range, -0.05). Results unchanged where the formula already converged.
22 | Outputs 14-19 | PPA grid title incomplete; NPV snapshot cells held text (typographic minus sign). | Title states PPA price, DSCR and WACC; NPV values re-entered as numbers; note updated.
23 | Outputs 21-26 | No snapshot for the full-merchant case. | Merchant grid added (PPA mode No, DSCR 1.60x, WACC 7 %), 9 runs.
24 | Outputs 28-32, I13; Checks D11 | PPA indifference price excluded the debt-sizing effect. | Break-even PPA price snapshot added (NPV = 0 and equity IRR = 10 %), solved by iteration on Inputs!B40 with debt re-sizing.
25 | Outputs 33-71, chart | Space needed for the new blocks. | Real IRR lines and annual cash flow table moved down 13 rows; chart moved next to the table and its ranges updated. No other formulas reference the moved block.
26 | Sources & Checks (new), Cover | Validation and AI use not documented in the model. | New tab with 14 validation checks and an AI-use log; added to the workbook map.
27 | BESS (new tab), Cover | Integrated BESS block would mix merchant battery cash flows into the wind SPV, its debt sizing and outputs. | Standalone BESS tab: sourced inputs, nominal cash flows with tax, NPV, IRR, payback and scenario snapshot. Wind model unchanged (Inputs B24/B47 stay 0).
28 | Inputs G24, G47 | No pointer to the standalone evaluation. | Notes added.
29 | Sources & Checks rows 7-11 | Entries of 2 Oct 2026 for #2 (KYOS) and #4 (IRENA) were partly one or two rows too low and overwrote #3, #5 and #6. | Texts moved to rows 7 and 9; original texts of #3, #5 and #6 restored.
30 | BESS 48-57; annual block now 60-94 | No view of how co-location savings and revenue level interact. | Snapshot grid CAPEX saving (0/10/20 %) x gross revenue (45/65/89 kEUR/MW/yr): NPV, IRR and break-even revenue. Annual block moved down 12 rows, result formulas re-pointed.
31 | BESS U, A38/B38 | Only undiscounted payback shown. | Cumulative discounted FCF (column U) and discounted payback year added.
32 | Checks 25-27 | Snapshot values do not update when inputs change. | Three consistency checks compare live results with the reference snapshot cell (ACTION if stale, INFO if the model is not in the reference setting).
33 | BESS A16, A36, B45/C45 | CAPEX label ambiguous; payback label incomplete; break-even row showed a rounded run (NPV -2,915). | Labels clarified; break-even row shows the solved value 77,815 EUR/MW/yr with NPV 0.
Open | Not yet in the model
a | Tax | Loss expiry (10 years; 25 years proposed from 2026 losses), carry-forward of disallowed interest, tax rate 18 % from 2027 (proposal of 17 Sep 2026, to verify).
b | Financing | Interest during construction, fees, DSRA, tax-adjusted sculpting, refinancing.
c | Revenue | PPA break-even as a live calculation (currently snapshot), BESS dispatch optimisation (Phase 2), degradation.
d | Outputs | Tornado computed outside the model (Sources & Checks #15); scenario grids done (v1.6).